## Sample Size Simulations
Spreadsheet to calculate Confidence Intervals
Input the expected mean and standard deviation (SD) in the yellow cells
[6 empty] | Expected Average Nutrient Level = | 31.58
[6 empty] | The SD for the assay = | 0.72
[7 empty] | % | Lower Limit | Upper Limit | CI
[6 empty] | To be within +/- | 3 | 30.6326 | 32.5274 | 1.8948
The Expected Confidence Intervals based on the alpha, SD and different Sample Sizes
Sample Size
|  |  | alpha | CI | 1 | 2 | 3 | 4 | 5 | 6 | 7 | 8 | 9 | 10
|  |  | 0.05 | 95 | 2.8223 | 1.9957 | 1.6295 | 1.4112 | 1.2622 | 1.1522 | 1.0667 | 0.99785 | 0.94078 | 0.8925
|  |  | 0.1 | 90 | 2.3686 | 1.6748 | 1.3675 | 1.1843 | 1.0593 | 0.96697 | 0.89524 | 0.83742 | 0.78953 | 0.74901
|  |  | 0.01 | 99 | 3.7092 | 2.6228 | 2.1415 | 1.8546 | 1.6588 | 1.5143 | 1.4019 | 1.3114 | 1.2364 | 1.173
|  |  | Outside 95%CI |  | 19.7 | 6.3 | 3.4 | 0.8 | 0.5 | 0.2 | 0 | 0 | 0 | 0
Compare the desired CI (cell with green background) to the expected CI's for each alpha and sample size.
If the desired CI is larger than the expected CI, then there is enough replication.
Below are simulations of 1,000 observations each, with 1 - 10 samples.
When the % simulated average is greater than the desired % (1-alpha x 100), there is enough replication
Sample Size
[5 empty] | 1 | 2 | 3 | 4 | 5 | 6 | 7 | 8 | 9 | 10
|  |  |  | Percentage Inside 95%CI = | 80.3 | 93.7 | 96.6 | 99.2 | 99.5 | 99.8 | 100 | 100 | 100 | 100
|  |  |  | Predicted Mean = | 31.6038 | 31.573 | 31.5808 | 31.5677 | 31.5745 | 31.5748 | 31.5754 | 31.5755 | 31.5715 | 31.572
|  |  |  | Predicted SEM = | 0.72 | 0.50912 | 0.41569 | 0.36 | 0.32199 | 0.29394 | 0.27213 | 0.25456 | 0.24 | 0.22768
Conversion Factor |  | 6.25 |  | Mean = | 197.5239 | 197.3313 | 197.3802 | 197.2984 | 197.3406 | 197.3424 | 197.3462 | 197.347 | 197.3216 | 197.3248
|  |  |  | SEM = | 4.5 | 3.182 | 2.5981 | 2.25 | 2.0125 | 1.8371 | 1.7008 | 1.591 | 1.5 | 1.423
| Assay Cost $ = | 2 |  | Total $ = | 2 | 4 | 6 | 8 | 10 | 12 | 14 | 16 | 18 | 20
SIMULATIONS
Nutrient
Mean | 31.58
SD | 0.72
| Simulated Observations from a Population of Inputted Mean and SD |  |  |  | 14: 2 Samples; 20: 3 Samples |  |  | 4 Samples |  |  | 5 Samples |  |  | 6 Samples |  |  | 7 Samples |  |  | 8 Samples |  |  | 9 Samples |  |  | 10 Samples |  |  | 1 Sample
| 1 | 2 | 3 | 4 | 5 | 6 | 7 | 8 | 9 | 10 | AVG2
1 | 30.5906 | 32.5287 | 31.736 | 32.4206 | 31.2795 | 30.4242 | 31.4895 | 32.2337 | 32.0575 | 31.9973 | 31.5597 | 0 | 0 | 31.3748 | 0 | 0 | 31.9445 | 0 | 0 | 31.7111 | 0 | 0 | 31.4966 | 0 | 0 | 31.7303 | 0 | 0 | 31.5879 | 0 | 0 | 31.7963 | 0 | 0 | 31.6758 | 0 | 0 | 31.2795 | 0 | 0
2 | 32.6498 | 31.0134 | 31.0913 | 30.776 | 32.1657 | 31.1224 | 31.5851 | 31.0847 | 30.9449 | 31.062 | 31.8316 | 0 | 0 | 31.3547 | 0 | 0 | 31.1692 | 0 | 0 | 31.5392 | 0 | 0 | 31.4697 | 0 | 0 | 31.2626 | 0 | 0 | 31.436 | 0 | 0 | 31.2051 | 0 | 0 | 31.3495 | 0 | 0 | 32.1657 | 0 | 0
3 | 31.2399 | 32.4276 | 30.7941 | 31.3497 | 31.3374 | 30.6901 | 31.6411 | 31.0772 | 31.4158 | 32.7052 | 31.8337 | 0 | 0 | 31.1257 | 0 | 0 | 31.7098 | 0 | 0 | 31.4297 | 0 | 0 | 31.3065 | 0 | 0 | 31.331 | 0 | 0 | 31.3196 | 0 | 0 | 31.4931 | 0 | 0 | 31.4678 | 0 | 0 | 31.3374 | 0 | 0
4 | 31.6387 | 30.916 | 31.7031 | 31.486 | 32.1478 | 31.9288 | 33.0554 | 30.9827 | 30.7817 | 31.5726 | 31.2773 | 0 | 0 | 31.8542 | 0 | 0 | 31.5981 | 0 | 0 | 31.5783 | 0 | 0 | 31.6367 | 0 | 0 | 31.7457 | 0 | 0 | 31.7323 | 0 | 0 | 31.6194 | 0 | 0 | 31.6213 | 0 | 0 | 32.1478 | 0 | 0
5 | 32.0525 | 31.4901 | 31.775 | 31.7937 | 32.3289 | 30.845 | 32.4102 | 31.9802 | 30.6859 | 31.9863 | 31.7713 | 0 | 0 | 31.6559 | 0 | 0 | 31.7657 | 0 | 0 | 31.888 | 0 | 0 | 31.7142 | 0 | 0 | 31.8033 | 0 | 0 | 31.8344 | 0 | 0 | 31.6995 | 0 | 0 | 31.7348 | 0 | 0 | 32.3289 | 0 | 0
6 | 32.5739 | 31.4434 | 30.0172 | 30.9182 | 30.7403 | 31.6092 | 31.8171 | 32.0362 | 31.5089 | 31.3902 | 32.0087 | 0 | 0 | 31.0892 | 0 | 0 | 31.6881 | 0 | 0 | 31.1386 | 0 | 0 | 31.217 | 0 | 0 | 31.2259 | 0 | 0 | 31.3944 | 0 | 0 | 31.2756 | 0 | 0 | 31.4055 | 0 | 0 | 30.7403 | 0 | 0
7 | 30.7639 | 32.9092 | 32.3714 | 30.766 | 31.3367 | 32.2385 | 29.9633 | 31.5402 | 31.9893 | 31.0319 | 31.8366 | 0 | 0 | 31.447 | 0 | 0 | 31.1312 | 0 | 0 | 31.6294 | 0 | 0 | 31.7309 | 0 | 0 | 31.5893 | 0 | 0 | 31.4861 | 0 | 0 | 31.5718 | 0 | 0 | 31.491 | 0 | 0 | 31.3367 | 0 | 0
8 | 31.4517 | 31.9602 | 31.3676 | 31.0758 | 33.9847 | 31.6048 | 32.407 | 31.3959 | 31.2418 | 32.2232 | 31.706 | 0 | 0 | 32.2217 | 0 | 0 | 31.817 | 0 | 0 | 31.968 | 0 | 0 | 31.9075 | 0 | 0 | 31.9709 | 0 | 0 | 31.906 | 0 | 0 | 31.9179 | 0 | 0 | 31.8713 | 0 | 0 | 33.9847 | 0 | 1
9 | 30.9129 | 32.3728 | 30.3159 | 30.6683 | 32.0834 | 31.3677 | 31.1863 | 32.0688 | 31.7632 | 30.8528 | 31.6428 | 0 | 0 | 31.3731 | 0 | 0 | 31.4678 | 0 | 0 | 31.2706 | 0 | 0 | 31.2868 | 0 | 0 | 31.4376 | 0 | 0 | 31.372 | 0 | 0 | 31.4088 | 0 | 0 | 31.3592 | 0 | 0 | 32.0834 | 0 | 0
10 | 31.8367 | 30.9988 | 30.9953 | 31.8115 | 32.2132 | 30.9631 | 31.0131 | 31.0024 | 30.9187 | 31.3229 | 31.4177 | 0 | 0 | 31.6626 | 0 | 0 | 31.0643 | 0 | 0 | 31.5711 | 0 | 0 | 31.4698 | 0 | 0 | 31.2853 | 0 | 0 | 31.3543 | 0 | 0 | 31.2488 | 0 | 0 | 31.3076 | 0 | 0 | 32.2132 | 0 | 0
11 | 31.6161 | 32.1166 | 31.7413 | 31.2575 | 30.9829 | 31.2422 | 30.4446 | 32.0428 | 31.1861 | 31.7805 | 31.8664 | 0 | 0 | 31.1609 | 0 | 0 | 31.3635 | 0 | 0 | 31.5429 | 0 | 0 | 31.4928 | 0 | 0 | 31.404 | 0 | 0 | 31.4305 | 0 | 0 | 31.4216 | 0 | 0 | 31.4411 | 0 | 0 | 30.9829 | 0 | 0
12 | 31.3735 | 30.9123 | 33.1781 | 32.4649 | 31.9503 | 32.7114 | 31.2402 | 32.3657 | 32.6581 | 32.1034 | 31.1429 | 0 | 0 | 32.3755 | 0 | 0 | 32.0918 | 0 | 0 | 31.9758 | 0 | 0 | 32.0984 | 0 | 0 | 32.1176 | 0 | 0 | 32.0245 | 0 | 0 | 32.176 | 0 | 0 | 32.0958 | 0 | 0 | 31.9503 | 0 | 0
13 | 31.4763 | 31.5822 | 31.3098 | 31.3992 | 31.876 | 31.2245 | 32.0624 | 31.026 | 30.5486 | 31.3189 | 31.5293 | 0 | 0 | 31.4999 | 0 | 0 | 31.239 | 0 | 0 | 31.5287 | 0 | 0 | 31.478 | 0 | 0 | 31.4972 | 0 | 0 | 31.4946 | 0 | 0 | 31.372 | 0 | 0 | 31.3824 | 0 | 0 | 31.876 | 0 | 0
14 | 31.7411 | 31.0956 | 30.7306 | 32.4362 | 32.7713 | 32.2018 | 30.4208 | 32.2359 | 32.374 | 32.3852 | 31.4183 | 0 | 0 | 32.4697 | 0 | 0 | 31.854 | 0 | 0 | 31.7549 | 0 | 0 | 31.8294 | 0 | 0 | 31.6989 | 0 | 0 | 31.7042 | 0 | 0 | 31.8502 | 0 | 0 | 31.8392 | 0 | 0 | 32.7713 | 0 | 1
15 | 31.9239 | 29.8424 | 30.9063 | 31.3204 | 31.3485 | 31.3866 | 30.8348 | 31.2152 | 31.5936 | 30.8222 | 30.8831 | 0 | 0 | 31.3518 | 0 | 0 | 31.1164 | 0 | 0 | 31.0683 | 0 | 0 | 31.1213 | 0 | 0 | 30.9792 | 0 | 0 | 31.0972 | 0 | 0 | 31.03 | 0 | 0 | 31.1194 | 0 | 0 | 31.3485 | 0 | 0
16 | 30.7271 | 30.5621 | 31.6467 | 31.4853 | 31.1833 | 31.4637 | 32.481 | 31.414 | 32.1418 | 32.1914 | 30.6446 | 0 | 0 | 31.3774 | 0 | 0 | 32.057 | 0 | 0 | 31.1209 | 0 | 0 | 31.178 | 0 | 0 | 31.4623 | 0 | 0 | 31.3704 | 0 | 0 | 31.6188 | 0 | 0 | 31.5296 | 0 | 0 | 31.1833 | 0 | 0
17 | 30.399 | 31.724 | 32.2649 | 32.861 | 31.5967 | 30.3055 | 31.4587 | 32.5782 | 32.8398 | 30.0779 | 31.0615 | 0 | 0 | 31.5877 | 0 | 0 | 31.7386 | 0 | 0 | 31.7691 | 0 | 0 | 31.5252 | 0 | 0 | 31.827 | 0 | 0 | 31.6485 | 0 | 0 | 31.7452 | 0 | 0 | 31.6106 | 0 | 0 | 31.5967 | 0 | 0
18 | 31.4906 | 31.0093 | 31.0872 | 32.3338 | 31.7948 | 29.9859 | 31.8466 | 30.9669 | 31.7599 | 31.3312 | 31.25 | 0 | 0 | 31.3715 | 0 | 0 | 31.4761 | 0 | 0 | 31.5431 | 0 | 0 | 31.2836 | 0 | 0 | 31.2892 | 0 | 0 | 31.3144 | 0 | 0 | 31.3462 | 0 | 0 | 31.3606 | 0 | 0 | 31.7948 | 0 | 0
19 | 32.2557 | 31.7404 | 31.2871 | 31.0118 | 30.6017 | 32.6559 | 30.7237 | 32.5407 | 31.9646 | 31.7607 | 31.998 | 0 | 0 | 31.4231 | 0 | 0 | 31.7474 | 0 | 0 | 31.3793 | 0 | 0 | 31.5921 | 0 | 0 | 31.5088 | 0 | 0 | 31.6021 | 0 | 0 | 31.5874 | 0 | 0 | 31.6542 | 0 | 0 | 30.6017 | 1 | 0
20 | 32.0182 | 32.4669 | 30.9683 | 31.2262 | 30.9167 | 31.7549 | 31.3293 | 30.4559 | 31.9184 | 31.5435 | 32.2425 | 0 | 0 | 31.2993 | 0 | 0 | 31.3118 | 0 | 0 | 31.5193 | 0 | 0 | 31.5585 | 0 | 0 | 31.3026 | 0 | 0 | 31.392 | 0 | 0 | 31.3978 | 0 | 0 | 31.4598 | 0 | 0 | 30.9167 | 0 | 0
21 | 31.6594 | 31.4495 | 31.3913 | 31.2517 | 31.2855 | 30.9421 | 31.2461 | 31.6464 | 30.8685 | 31.4789 | 31.5545 | 0 | 0 | 31.1598 | 0 | 0 | 31.31 | 0 | 0 | 31.4075 | 0 | 0 | 31.3299 | 0 | 0 | 31.3161 | 0 | 0 | 31.359 | 0 | 0 | 31.2844 | 0 | 0 | 31.3219 | 0 | 0 | 31.2855 | 0 | 0
22 | 31.3377 | 32.4656 | 32.1468 | 32.3815 | 31.9749 | 31.399 | 31.834 | 32.5835 | 31.3761 | 32.3052 | 31.9016 | 0 | 0 | 31.9185 | 0 | 0 | 32.0247 | 0 | 0 | 32.0613 | 0 | 0 | 31.9509 | 0 | 0 | 32.1122 | 0 | 0 | 32.0154 | 0 | 0 | 32.0519 | 0 | 0 | 31.9804 | 0 | 0 | 31.9749 | 0 | 0
23 | 31.432 | 31.8525 | 31.1298 | 30.3855 | 31.7325 | 31.7979 | 31.115 | 31.5941 | 32.1 | 32.0167 | 31.6422 | 0 | 0 | 31.3053 | 0 | 0 | 31.7064 | 0 | 0 | 31.3065 | 0 | 0 | 31.3884 | 0 | 0 | 31.3725 | 0 | 0 | 31.3799 | 0 | 0 | 31.5249 | 0 | 0 | 31.5156 | 0 | 0 | 31.7325 | 0 | 0
24 | 30.9812 | 31.7161 | 31.5602 | 31.0249 | 32.2191 | 31.7231 | 30.7333 | 31.9171 | 31.7269 | 32.1681 | 31.3486 | 0 | 0 | 31.6557 | 0 | 0 | 31.6363 | 0 | 0 | 31.5003 | 0 | 0 | 31.5374 | 0 | 0 | 31.5563 | 0 | 0 | 31.4844 | 0 | 0 | 31.6432 | 0 | 0 | 31.577 | 0 | 0 | 32.2191 | 0 | 0
25 | 30.0078 | 32.1901 | 32.9206 | 30.5767 | 32.272 | 32.0306 | 31.413 | 30.9736 | 32.1724 | 31.3487 | 31.0989 | 0 | 0 | 31.6265 | 0 | 0 | 31.4769 | 0 | 0 | 31.5934 | 0 | 0 | 31.6663 | 0 | 0 | 31.7681 | 0 | 0 | 31.5481 | 0 | 0 | 31.7664 | 0 | 0 | 31.5906 | 0 | 0 | 32.272 | 0 | 0
26 | 30.9547 | 30.7279 | 31.1543 | 32.098 | 32.4507 | 31.269 | 31.4272 | 31.9738 | 32.3293 | 30.44 | 30.8413 | 0 | 0 | 31.9392 | 0 | 0 | 31.5426 | 0 | 0 | 31.4771 | 0 | 0 | 31.4424 | 0 | 0 | 31.5858 | 0 | 0 | 31.5069 | 0 | 0 | 31.5411 | 0 | 0 | 31.4825 | 0 | 0 | 32.4507 | 0 | 0
27 | 31.3225 | 31.1564 | 31.9613 | 32.6987 | 31.5103 | 31.1105 | 30.8029 | 32.1495 | 30.4447 | 32.3017 | 31.2395 | 0 | 0 | 31.7732 | 0 | 0 | 31.4247 | 0 | 0 | 31.7298 | 0 | 0 | 31.6266 | 0 | 0 | 31.6271 | 0 | 0 | 31.589 | 0 | 0 | 31.5707 | 0 | 0 | 31.5458 | 0 | 0 | 31.5103 | 0 | 0
28 | 32.5425 | 31.5592 | 31.1239 | 32.5805 | 31.8301 | 32.2645 | 30.2312 | 30.4994 | 31.2055 | 32.0078 | 32.0509 | 0 | 0 | 32.225 | 0 | 0 | 30.986 | 0 | 0 | 31.9272 | 0 | 0 | 31.9834 | 0 | 0 | 31.4412 | 0 | 0 | 31.5789 | 0 | 0 | 31.478 | 0 | 0 | 31.5845 | 0 | 0 | 31.8301 | 0 | 0
29 | 31.2657 | 32.1393 | 30.7117 | 30.0756 | 31.2497 | 31.1229 | 32.0629 | 31.2814 | 31.3029 | 31.7339 | 31.7025 | 0 | 0 | 30.8161 | 0 | 0 | 31.5953 | 0 | 0 | 31.0884 | 0 | 0 | 31.0942 | 0 | 0 | 31.2348 | 0 | 0 | 31.2386 | 0 | 0 | 31.2978 | 0 | 0 | 31.2946 | 0 | 0 | 31.2497 | 0 | 0
30 | 31.3579 | 31.4134 | 31.308 | 31.7374 | 31.8751 | 30.2469 | 31.3121 | 31.3646 | 31.1726 | 32.9934 | 31.3857 | 0 | 0 | 31.2865 | 0 | 0 | 31.7107 | 0 | 0 | 31.5384 | 0 | 0 | 31.3231 | 0 | 0 | 31.3225 | 0 | 0 | 31.3269 | 0 | 0 | 31.4915 | 0 | 0 | 31.4781 | 0 | 0 | 31.8751 | 0 | 0
31 | 32.0598 | 30.2792 | 31.1751 | 32.4263 | 32.7682 | 31.3292 | 32.5566 | 31.844 | 31.5172 | 31.2327 | 31.1695 | 0 | 0 | 32.1746 | 0 | 0 | 31.7876 | 0 | 0 | 31.7417 | 0 | 0 | 31.673 | 0 | 0 | 31.7684 | 0 | 0 | 31.8048 | 0 | 0 | 31.681 | 0 | 0 | 31.7188 | 0 | 0 | 32.7682 | 0 | 1
32 | 31.3137 | 30.5914 | 31.281 | 32.6277 | 31.2725 | 31.2385 | 31.9819 | 30.5746 | 30.4406 | 30.7611 | 30.9526 | 0 | 0 | 31.7129 | 0 | 0 | 30.9396 | 0 | 0 | 31.4173 | 0 | 0 | 31.3875 | 0 | 0 | 31.3668 | 0 | 0 | 31.3602 | 0 | 0 | 31.1966 | 0 | 0 | 31.2083 | 0 | 0 | 31.2725 | 0 | 0
33 | 31.4743 | 30.9792 | 31.6013 | 31.7676 | 31.2612 | 30.9776 | 31.9359 | 30.6197 | 32.032 | 32.4268 | 31.2267 | 0 | 0 | 31.3355 | 0 | 0 | 31.7536 | 0 | 0 | 31.4167 | 0 | 0 | 31.3435 | 0 | 0 | 31.3061 | 0 | 0 | 31.3271 | 0 | 0 | 31.5113 | 0 | 0 | 31.5076 | 0 | 0 | 31.2612 | 0 | 0
34 | 31.6105 | 32.3244 | 30.4088 | 31.6908 | 31.2279 | 32.6867 | 31.3423 | 31.0272 | 32.7103 | 31.8976 | 31.9675 | 0 | 0 | 31.8685 | 0 | 0 | 31.7444 | 0 | 0 | 31.4525 | 0 | 0 | 31.6582 | 0 | 0 | 31.5297 | 0 | 0 | 31.5398 | 0 | 0 | 31.7018 | 0 | 0 | 31.6927 | 0 | 0 | 31.2279 | 0 | 0
35 | 32.9332 | 32.3247 | 30.5327 | 31.7684 | 30.3507 | 32.9665 | 31.0823 | 33.1502 | 31.8615 | 30.5712 | 32.629 | 0 | 1 | 31.6952 | 0 | 0 | 31.6663 | 0 | 0 | 31.582 | 0 | 0 | 31.8127 | 0 | 0 | 31.7394 | 0 | 0 | 31.8886 | 0 | 0 | 31.6231 | 0 | 0 | 31.7542 | 0 | 0 | 30.3507 | 1 | 0
36 | 31.8127 | 32.0653 | 30.4732 | 32.1342 | 31.5558 | 30.7231 | 32.064 | 32.0498 | 32.3915 | 30.6127 | 31.939 | 0 | 0 | 31.471 | 0 | 0 | 31.7795 | 0 | 0 | 31.6082 | 0 | 0 | 31.4607 | 0 | 0 | 31.5808 | 0 | 0 | 31.6098 | 0 | 0 | 31.5633 | 0 | 0 | 31.5882 | 0 | 0 | 31.5558 | 0 | 0
37 | 30.9546 | 31.9031 | 31.6167 | 31.1837 | 31.3264 | 32.8221 | 31.9708 | 31.4099 | 29.9041 | 31.2196 | 31.4289 | 0 | 0 | 31.7774 | 0 | 0 | 31.1261 | 0 | 0 | 31.3969 | 0 | 0 | 31.6344 | 0 | 0 | 31.7475 | 0 | 0 | 31.6484 | 0 | 0 | 31.4841 | 0 | 0 | 31.4311 | 0 | 0 | 31.3264 | 0 | 0
38 | 31.6508 | 31.5267 | 30.4732 | 31.9618 | 32.6451 | 32.7515 | 30.6307 | 31.3668 | 32.1923 | 31.6784 | 31.5887 | 0 | 0 | 32.4528 | 0 | 0 | 31.4671 | 0 | 0 | 31.6515 | 0 | 0 | 31.8348 | 0 | 0 | 31.6222 | 0 | 0 | 31.6258 | 0 | 0 | 31.6918 | 0 | 0 | 31.6877 | 0 | 0 | 32.6451 | 0 | 1
39 | 30.7855 | 31.3458 | 31.954 | 31.1802 | 31.1349 | 32.1156 | 31.5538 | 31.8285 | 31.7156 | 31.6621 | 31.0657 | 0 | 0 | 31.4769 | 0 | 0 | 31.69 | 0 | 0 | 31.2801 | 0 | 0 | 31.4193 | 0 | 0 | 31.5875 | 0 | 0 | 31.4873 | 0 | 0 | 31.61 | 0 | 0 | 31.5276 | 0 | 0 | 31.1349 | 0 | 0
40 | 32.5567 | 30.849 | 31.4313 | 31.4893 | 31.9956 | 30.8453 | 31.9274 | 31.6308 | 31.8598 | 31.5765 | 31.7029 | 0 | 0 | 31.4434 | 0 | 0 | 31.7486 | 0 | 0 | 31.6644 | 0 | 0 | 31.5279 | 0 | 0 | 31.4527 | 0 | 0 | 31.5907 | 0 | 0 | 31.5117 | 0 | 0 | 31.6162 | 0 | 0 | 31.9956 | 0 | 0
41 | 30.3732 | 31.9459 | 32.1306 | 32.1188 | 30.6247 | 31.0472 | 31.2902 | 30.8654 | 31.2649 | 30.8753 | 31.1595 | 0 | 0 | 31.2636 | 0 | 0 | 31.0739 | 0 | 0 | 31.4386 | 0 | 0 | 31.3734 | 0 | 0 | 31.4318 | 0 | 0 | 31.2995 | 0 | 0 | 31.3514 | 0 | 0 | 31.2536 | 0 | 0 | 30.6247 | 1 | 0
42 | 30.1399 | 31.1649 | 30.7045 | 31.1 | 31.4093 | 33.2289 | 31.0568 | 32.0384 | 32.0473 | 33.2659 | 30.6524 | 0 | 0 | 31.9128 | 0 | 0 | 32.1021 | 0 | 0 | 30.9037 | 0 | 0 | 31.2913 | 0 | 0 | 31.529 | 0 | 0 | 31.3554 | 0 | 0 | 31.7796 | 0 | 0 | 31.6156 | 0 | 0 | 31.4093 | 0 | 0
43 | 31.29 | 30.48 | 31.3291 | 31.8944 | 31.715 | 31.2252 | 33.043 | 31.5653 | 31.8325 | 31.416 | 30.885 | 0 | 0 | 31.6115 | 0 | 0 | 31.9642 | 0 | 0 | 31.3417 | 0 | 0 | 31.3223 | 0 | 0 | 31.6074 | 0 | 0 | 31.5678 | 0 | 0 | 31.6112 | 0 | 0 | 31.579 | 0 | 0 | 31.715 | 0 | 0
44 | 31.4585 | 31.5635 | 32.2646 | 32.5149 | 32.1057 | 31.1481 | 31.2393 | 32.1373 | 31.5451 | 31.1745 | 31.511 | 0 | 0 | 31.9229 | 0 | 0 | 31.5241 | 0 | 0 | 31.9814 | 0 | 0 | 31.8425 | 0 | 0 | 31.8533 | 0 | 0 | 31.804 | 0 | 0 | 31.7437 | 0 | 0 | 31.7152 | 0 | 0 | 32.1057 | 0 | 0
45 | 31.8085 | 32.0353 | 32.1149 | 31.4542 | 31.042 | 30.249 | 31.3395 | 31.9007 | 31.2672 | 31.7379 | 31.9219 | 0 | 0 | 30.9151 | 0 | 0 | 31.5613 | 0 | 0 | 31.691 | 0 | 0 | 31.4507 | 0 | 0 | 31.4479 | 0 | 0 | 31.493 | 0 | 0 | 31.4601 | 0 | 0 | 31.4949 | 0 | 0 | 31.042 | 0 | 0
46 | 32.6407 | 31.5783 | 30.2713 | 31.2078 | 31.5849 | 29.8995 | 31.4313 | 31.6209 | 31.2291 | 32.3494 | 32.1095 | 0 | 0 | 30.8974 | 0 | 0 | 31.6577 | 0 | 0 | 31.4566 | 0 | 0 | 31.1971 | 0 | 0 | 31.0849 | 0 | 0 | 31.2793 | 0 | 0 | 31.2414 | 0 | 0 | 31.3813 | 0 | 0 | 31.5849 | 0 | 0
47 | 30.9875 | 30.4395 | 31.4054 | 29.4285 | 31.4385 | 31.8709 | 31.5877 | 31.1985 | 31.9342 | 32.5109 | 30.7135 | 0 | 0 | 30.9126 | 0 | 0 | 31.8078 | 0 | 0 | 30.7399 | 0 | 0 | 30.9284 | 0 | 0 | 31.0527 | 0 | 0 | 31.0446 | 0 | 0 | 31.3127 | 0 | 0 | 31.2802 | 0 | 0 | 31.4385 | 0 | 0
48 | 31.0635 | 32.2481 | 32.4513 | 30.9252 | 31.1097 | 32.4192 | 31.6402 | 31.1922 | 32.4857 | 30.6808 | 31.6558 | 0 | 0 | 31.4847 | 0 | 0 | 31.4997 | 0 | 0 | 31.5596 | 0 | 0 | 31.7029 | 0 | 0 | 31.7123 | 0 | 0 | 31.6312 | 0 | 0 | 31.6836 | 0 | 0 | 31.6216 | 0 | 0 | 31.1097 | 0 | 0
49 | 32.377 | 32.4657 | 29.8527 | 32.0358 | 31.4851 | 31.3686 | 32.5449 | 30.619 | 33.0197 | 31.281 | 32.4213 | 0 | 0 | 31.6298 | 0 | 0 | 31.8662 | 0 | 0 | 31.6433 | 0 | 0 | 31.5975 | 0 | 0 | 31.4817 | 0 | 0 | 31.5936 | 0 | 0 | 31.6303 | 0 | 0 | 31.705 | 0 | 0 | 31.4851 | 0 | 0
50 | 31.3428 | 30.3139 | 30.8179 | 30.4488 | 31.6816 | 31.4868 | 31.4639 | 31.5698 | 32.6292 | 30.4917 | 30.8283 | 0 | 0 | 31.2057 | 0 | 0 | 31.5387 | 0 | 0 | 30.921 | 0 | 0 | 31.0153 | 0 | 0 | 31.1118 | 0 | 0 | 31.1407 | 0 | 0 | 31.2115 | 0 | 0 | 31.2246 | 0 | 0 | 31.6816 | 0 | 0
51 | 30.5641 | 32.2498 | 30.4555 | 31.0815 | 31.3274 | 31.1681 | 32.4045 | 32.3252 | 30.6925 | 31.6425 | 31.407 | 0 | 0 | 31.1923 | 0 | 0 | 31.7662 | 0 | 0 | 31.1357 | 0 | 0 | 31.1411 | 0 | 0 | 31.5732 | 0 | 0 | 31.447 | 0 | 0 | 31.483 | 0 | 0 | 31.3911 | 0 | 0 | 31.3274 | 0 | 0
52 | 31.747 | 32.8281 | 31.9287 | 31.6221 | 32.2156 | 31.3687 | 31.9302 | 30.9819 | 31.3472 | 32.1112 | 32.2876 | 0 | 0 | 31.7355 | 0 | 0 | 31.5926 | 0 | 0 | 32.0683 | 0 | 0 | 31.9517 | 0 | 0 | 31.8393 | 0 | 0 | 31.8278 | 0 | 0 | 31.8149 | 0 | 0 | 31.8081 | 0 | 0 | 32.2156 | 0 | 0
53 | 31.0881 | 30.6774 | 30.8671 | 31.0896 | 31.5829 | 31.9189 | 31.4516 | 31.0718 | 31.6221 | 30.9439 | 30.8828 | 0 | 0 | 31.5305 | 0 | 0 | 31.2723 | 0 | 0 | 31.061 | 0 | 0 | 31.204 | 0 | 0 | 31.2371 | 0 | 0 | 31.2184 | 0 | 0 | 31.2473 | 0 | 0 | 31.2313 | 0 | 0 | 31.5829 | 0 | 0
54 | 31.8251 | 31.3532 | 31.658 | 31.7115 | 30.9521 | 32.1533 | 29.958 | 31.2154 | 30.9062 | 32.1515 | 31.5891 | 0 | 0 | 31.6057 | 0 | 0 | 31.0577 | 0 | 0 | 31.5 | 0 | 0 | 31.6089 | 0 | 0 | 31.2859 | 0 | 0 | 31.3533 | 0 | 0 | 31.3399 | 0 | 0 | 31.3884 | 0 | 0 | 30.9521 | 0 | 0
55 | 31.0999 | 33.2516 | 31.8588 | 33.5469 | 32.3659 | 31.2537 | 32.2641 | 32.6024 | 31.5277 | 31.7801 | 32.1758 | 0 | 0 | 32.3888 | 0 | 0 | 32.0436 | 0 | 0 | 32.4246 | 0 | 0 | 32.2295 | 0 | 0 | 32.4491 | 0 | 0 | 32.2804 | 0 | 0 | 32.2724 | 0 | 0 | 32.1551 | 0 | 0 | 32.3659 | 0 | 0
56 | 30.6199 | 30.5769 | 31.8795 | 33.2066 | 32.6344 | 32.3034 | 32.2723 | 31.8099 | 30.4064 | 32.9005 | 30.5984 | 1 | 0 | 32.7148 | 0 | 1 | 31.8473 | 0 | 0 | 31.7835 | 0 | 0 | 31.8701 | 0 | 0 | 32.0976 | 0 | 0 | 31.9129 | 0 | 0 | 31.9989 | 0 | 0 | 31.861 | 0 | 0 | 32.6344 | 0 | 1
57 | 32.0615 | 31.5119 | 32.0848 | 31.5983 | 30.1007 | 30.7349 | 30.6863 | 30.7008 | 30.4008 | 31.4503 | 31.7867 | 0 | 0 | 30.8113 | 0 | 0 | 30.8096 | 0 | 0 | 31.4714 | 0 | 0 | 31.3487 | 0 | 0 | 31.0597 | 0 | 0 | 31.1849 | 0 | 0 | 31.0299 | 0 | 0 | 31.133 | 0 | 0 | 30.1007 | 1 | 0
58 | 31.8821 | 31.6826 | 32.3766 | 31.5083 | 30.9105 | 30.5913 | 31.8846 | 30.276 | 30.973 | 30.6116 | 31.7824 | 0 | 0 | 31.0034 | 0 | 0 | 30.9363 | 0 | 0 | 31.672 | 0 | 0 | 31.4919 | 0 | 0 | 31.3186 | 0 | 0 | 31.389 | 0 | 0 | 31.2016 | 0 | 0 | 31.2697 | 0 | 0 | 30.9105 | 0 | 0
59 | 31.4471 | 31.17 | 30.6984 | 31.8391 | 31.0458 | 31.6554 | 32.5827 | 31.81 | 30.2909 | 32.1625 | 31.3085 | 0 | 0 | 31.5134 | 0 | 0 | 31.7115 | 0 | 0 | 31.2401 | 0 | 0 | 31.3093 | 0 | 0 | 31.5431 | 0 | 0 | 31.5311 | 0 | 0 | 31.4728 | 0 | 0 | 31.4702 | 0 | 0 | 31.0458 | 0 | 0
60 | 31.8329 | 31.8792 | 30.2203 | 31.5131 | 32.0654 | 31.7625 | 31.6019 | 31.267 | 32.575 | 33.123 | 31.856 | 0 | 0 | 31.7803 | 0 | 0 | 32.1417 | 0 | 0 | 31.5022 | 0 | 0 | 31.5456 | 0 | 0 | 31.4728 | 0 | 0 | 31.5178 | 0 | 0 | 31.7786 | 0 | 0 | 31.784 | 0 | 0 | 32.0654 | 0 | 0
61 | 30.1129 | 31.6196 | 31.2001 | 31.2317 | 32.8475 | 31.7103 | 30.8364 | 30.2241 | 31.4514 | 31.9205 | 30.8663 | 0 | 0 | 31.9298 | 0 | 0 | 31.1081 | 0 | 0 | 31.4024 | 0 | 0 | 31.4537 | 0 | 0 | 31.3814 | 0 | 0 | 31.2228 | 0 | 0 | 31.4491 | 0 | 0 | 31.3155 | 0 | 0 | 32.8475 | 0 | 1
62 | 32.2359 | 31.6876 | 30.547 | 32.5266 | 31.4094 | 31.3907 | 31.043 | 30.7832 | 31.2675 | 31.8249 | 31.9618 | 0 | 0 | 31.7756 | 0 | 0 | 31.2296 | 0 | 0 | 31.6813 | 0 | 0 | 31.6329 | 0 | 0 | 31.3411 | 0 | 0 | 31.4529 | 0 | 0 | 31.3867 | 0 | 0 | 31.4716 | 0 | 0 | 31.4094 | 0 | 0
63 | 31.785 | 31.0753 | 31.5826 | 32.0683 | 31.3908 | 30.2796 | 31.7297 | 32.7062 | 31.501 | 31.7929 | 31.4302 | 0 | 0 | 31.2462 | 0 | 0 | 31.9325 | 0 | 0 | 31.5804 | 0 | 0 | 31.3636 | 0 | 0 | 31.5475 | 0 | 0 | 31.5772 | 0 | 0 | 31.5696 | 0 | 0 | 31.5911 | 0 | 0 | 31.3908 | 0 | 0
64 | 30.5893 | 30.9759 | 30.7689 | 29.9305 | 29.8418 | 31.8562 | 32.0286 | 30.9732 | 32.3173 | 33.0367 | 30.7826 | 0 | 0 | 30.5428 | 1 | 0 | 32.089 | 0 | 0 | 30.4213 | 1 | 0 | 30.6604 | 0 | 0 | 30.9107 | 0 | 0 | 30.8705 | 0 | 0 | 31.3032 | 0 | 0 | 31.2318 | 0 | 0 | 29.8418 | 1 | 0
65 | 29.4537 | 31.1016 | 30.8423 | 32.1461 | 30.3388 | 30.9357 | 30.659 | 31.3507 | 31.169 | 32.1936 | 30.2776 | 1 | 0 | 31.1402 | 0 | 0 | 31.3431 | 0 | 0 | 30.7765 | 0 | 0 | 30.803 | 0 | 0 | 31.0534 | 0 | 0 | 30.8535 | 0 | 0 | 31.193 | 0 | 0 | 31.019 | 0 | 0 | 30.3388 | 1 | 0
66 | 30.7082 | 32.0816 | 32.0586 | 30.8581 | 30.9992 | 31.8919 | 31.3266 | 30.5614 | 30.3052 | 32.0417 | 31.3949 | 0 | 0 | 31.2497 | 0 | 0 | 31.0587 | 0 | 0 | 31.3411 | 0 | 0 | 31.4329 | 0 | 0 | 31.3968 | 0 | 0 | 31.3107 | 0 | 0 | 31.3471 | 0 | 0 | 31.2832 | 0 | 0 | 30.9992 | 0 | 0
67 | 31.4828 | 31.5073 | 32.1276 | 32.6046 | 30.0218 | 31.5824 | 31.8003 | 31.3752 | 32.1651 | 32.303 | 31.495 | 0 | 0 | 31.4029 | 0 | 0 | 31.9109 | 0 | 0 | 31.5488 | 0 | 0 | 31.5544 | 0 | 0 | 31.5742 | 0 | 0 | 31.5627 | 0 | 0 | 31.7208 | 0 | 0 | 31.697 | 0 | 0 | 30.0218 | 1 | 0
68 | 30.5173 | 31.6754 | 31.2856 | 31.3135 | 31.392 | 31.2446 | 30.9418 | 32.7203 | 31.341 | 30.5907 | 31.0964 | 0 | 0 | 31.3167 | 0 | 0 | 31.3985 | 0 | 0 | 31.2368 | 0 | 0 | 31.2381 | 0 | 0 | 31.5104 | 0 | 0 | 31.3863 | 0 | 0 | 31.3894 | 0 | 0 | 31.3022 | 0 | 0 | 31.392 | 0 | 0
69 | 32.7395 | 32.0376 | 32.0296 | 32.3725 | 32.9313 | 30.8487 | 32.2867 | 30.6269 | 32.7454 | 31.7884 | 32.3886 | 0 | 0 | 32.0508 | 0 | 0 | 31.8618 | 0 | 0 | 32.4221 | 0 | 0 | 32.1599 | 0 | 0 | 31.8762 | 0 | 0 | 31.9841 | 0 | 0 | 31.963 | 0 | 0 | 32.0407 | 0 | 0 | 32.9313 | 0 | 1
70 | 31.1718 | 33.2223 | 31.3426 | 32.192 | 31.7482 | 30.9713 | 32.2607 | 30.8903 | 31.1879 | 32.0194 | 32.1971 | 0 | 0 | 31.6372 | 0 | 0 | 31.5896 | 0 | 0 | 31.9354 | 0 | 0 | 31.7747 | 0 | 0 | 31.8039 | 0 | 0 | 31.7249 | 0 | 0 | 31.7594 | 0 | 0 | 31.7006 | 0 | 0 | 31.7482 | 0 | 0
71 | 31.4452 | 32.4303 | 31.637 | 31.728 | 31.2969 | 32.533 | 32.8373 | 31.1251 | 30.7534 | 30.9811 | 31.9377 | 0 | 0 | 31.8526 | 0 | 0 | 31.4242 | 0 | 0 | 31.7075 | 0 | 0 | 31.8451 | 0 | 0 | 31.9411 | 0 | 0 | 31.8791 | 0 | 0 | 31.7025 | 0 | 0 | 31.6767 | 0 | 0 | 31.2969 | 0 | 0
72 | 32.2138 | 31.0923 | 31.6806 | 32.0378 | 31.1493 | 31.9596 | 30.8578 | 32.2525 | 31.9478 | 31.8134 | 31.653 | 0 | 0 | 31.7155 | 0 | 0 | 31.7179 | 0 | 0 | 31.6347 | 0 | 0 | 31.6889 | 0 | 0 | 31.5757 | 0 | 0 | 31.6554 | 0 | 0 | 31.6435 | 0 | 0 | 31.7005 | 0 | 0 | 31.1493 | 0 | 0
73 | 31.5721 | 31.5966 | 31.2971 | 31.9169 | 31.7471 | 32.1202 | 30.8336 | 31.8298 | 30.0854 | 30.1457 | 31.5844 | 0 | 0 | 31.9281 | 0 | 0 | 30.7236 | 0 | 0 | 31.626 | 0 | 0 | 31.7083 | 0 | 0 | 31.6202 | 0 | 0 | 31.6142 | 0 | 0 | 31.2858 | 0 | 0 | 31.3145 | 0 | 0 | 31.7471 | 0 | 0
74 | 31.4059 | 32.4941 | 32.454 | 31.038 | 31.383 | 31.3565 | 31.8924 | 32.361 | 31.5306 | 33.1507 | 31.95 | 0 | 0 | 31.2591 | 0 | 0 | 32.2337 | 0 | 0 | 31.755 | 0 | 0 | 31.6886 | 0 | 0 | 31.8541 | 0 | 0 | 31.7981 | 0 | 0 | 31.9623 | 0 | 0 | 31.9066 | 0 | 0 | 31.383 | 0 | 0
75 | 32.2404 | 31.6033 | 32.3924 | 32.1416 | 31.9693 | 31.0789 | 30.4558 | 31.8947 | 30.8592 | 31.2526 | 31.9219 | 0 | 0 | 31.7299 | 0 | 0 | 31.1156 | 0 | 0 | 32.0694 | 0 | 0 | 31.9043 | 0 | 0 | 31.648 | 0 | 0 | 31.7221 | 0 | 0 | 31.5164 | 0 | 0 | 31.5888 | 0 | 0 | 31.9693 | 0 | 0
76 | 32.239 | 31.3743 | 31.1552 | 31.8334 | 31.5283 | 30.3219 | 31.0152 | 30.3975 | 32.136 | 31.1804 | 31.8066 | 0 | 0 | 31.2278 | 0 | 0 | 31.1823 | 0 | 0 | 31.626 | 0 | 0 | 31.4087 | 0 | 0 | 31.0894 | 0 | 0 | 31.2331 | 0 | 0 | 31.2158 | 0 | 0 | 31.3181 | 0 | 0 | 31.5283 | 0 | 0
77 | 32.4228 | 31.9772 | 33.2031 | 31.6763 | 31.8108 | 32.1705 | 31.6338 | 31.2415 | 32.2173 | 32.5495 | 32.2 | 0 | 0 | 31.8859 | 0 | 0 | 31.9105 | 0 | 0 | 32.2181 | 0 | 0 | 32.2101 | 0 | 0 | 31.959 | 0 | 0 | 32.017 | 0 | 0 | 32.0533 | 0 | 0 | 32.0903 | 0 | 0 | 31.8108 | 0 | 0
78 | 31.457 | 30.5776 | 30.8077 | 30.2861 | 32.2018 | 31.8238 | 31.3659 | 31.7044 | 31.4113 | 29.8797 | 31.0173 | 0 | 0 | 31.4372 | 0 | 0 | 31.0903 | 0 | 0 | 31.066 | 0 | 0 | 31.1923 | 0 | 0 | 31.2525 | 0 | 0 | 31.278 | 0 | 0 | 31.1176 | 0 | 0 | 31.1515 | 0 | 0 | 32.2018 | 0 | 0
79 | 32.3399 | 31.308 | 30.9277 | 31.4868 | 32.1613 | 31.9465 | 32.8255 | 31.7717 | 32.0487 | 33.6078 | 31.824 | 0 | 0 | 31.8649 | 0 | 0 | 32.5634 | 0 | 1 | 31.6448 | 0 | 0 | 31.6951 | 0 | 0 | 31.7754 | 0 | 0 | 31.846 | 0 | 0 | 32.0093 | 0 | 0 | 32.0424 | 0 | 0 | 32.1613 | 0 | 0
80 | 30.6452 | 32.4493 | 31.8503 | 32.0525 | 31.8988 | 32.1427 | 33.3697 | 32.3094 | 32.4486 | 31.8242 | 31.5473 | 0 | 0 | 32.0313 | 0 | 0 | 32.488 | 0 | 0 | 31.7792 | 0 | 0 | 31.8398 | 0 | 0 | 32.2961 | 0 | 0 | 32.0897 | 0 | 0 | 32.2606 | 0 | 0 | 32.0991 | 0 | 0 | 31.8988 | 0 | 0
81 | 32.3795 | 30.344 | 32.2227 | 30.8489 | 30.6525 | 31.6368 | 31.1643 | 31.3622 | 31.9955 | 32.3539 | 31.3618 | 0 | 0 | 31.0461 | 0 | 0 | 31.719 | 0 | 0 | 31.2895 | 0 | 0 | 31.3474 | 0 | 0 | 31.1759 | 0 | 0 | 31.3264 | 0 | 0 | 31.3979 | 0 | 0 | 31.496 | 0 | 0 | 30.6525 | 0 | 0
82 | 31.9888 | 31.0586 | 32.151 | 30.7308 | 31.1606 | 32.8025 | 31.8729 | 32.1025 | 31.4692 | 30.6884 | 31.5237 | 0 | 0 | 31.5646 | 0 | 0 | 31.5332 | 0 | 0 | 31.4179 | 0 | 0 | 31.6487 | 0 | 0 | 31.697 | 0 | 0 | 31.7334 | 0 | 0 | 31.5596 | 0 | 0 | 31.6025 | 0 | 0 | 31.1606 | 0 | 0
83 | 31.4494 | 31.6276 | 32.3376 | 32.093 | 32.4047 | 31.4393 | 32.6411 | 31.8781 | 31.9442 | 32.2079 | 31.5385 | 0 | 0 | 31.979 | 0 | 0 | 32.1678 | 0 | 0 | 31.9825 | 0 | 0 | 31.892 | 0 | 0 | 32.0602 | 0 | 0 | 31.9839 | 0 | 0 | 32.0637 | 0 | 0 | 32.0023 | 0 | 0 | 32.4047 | 0 | 0
84 | 31.62 | 30.3446 | 32.2454 | 31.2262 | 30.654 | 31.3517 | 32.6957 | 30.4528 | 31.7259 | 30.9655 | 30.9823 | 0 | 0 | 31.0773 | 0 | 0 | 31.46 | 0 | 0 | 31.218 | 0 | 0 | 31.2403 | 0 | 0 | 31.2815 | 0 | 0 | 31.3238 | 0 | 0 | 31.2958 | 0 | 0 | 31.3282 | 0 | 0 | 30.654 | 0 | 0
85 | 31.8274 | 31.5239 | 33.3266 | 31.6314 | 31.1455 | 30.9821 | 31.0729 | 31.126 | 32.2425 | 31.4082 | 31.6757 | 0 | 0 | 31.253 | 0 | 0 | 31.4624 | 0 | 0 | 31.891 | 0 | 0 | 31.7395 | 0 | 0 | 31.5441 | 0 | 0 | 31.5795 | 0 | 0 | 31.6066 | 0 | 0 | 31.6287 | 0 | 0 | 31.1455 | 0 | 0
86 | 31.7616 | 31.6077 | 30.9148 | 32.7239 | 31.3303 | 32.5112 | 32.7791 | 31.1139 | 32.1181 | 31.4147 | 31.6846 | 0 | 0 | 32.1885 | 0 | 0 | 31.8565 | 0 | 0 | 31.6676 | 0 | 0 | 31.8082 | 0 | 0 | 31.8544 | 0 | 0 | 31.8428 | 0 | 0 | 31.8349 | 0 | 0 | 31.8275 | 0 | 0 | 31.3303 | 0 | 0
87 | 30.4901 | 30.6674 | 32.1619 | 32.2497 | 31.4369 | 31.7112 | 31.9331 | 31.8948 | 31.6208 | 31.7167 | 30.5788 | 1 | 0 | 31.7993 | 0 | 0 | 31.7914 | 0 | 0 | 31.4012 | 0 | 0 | 31.4529 | 0 | 0 | 31.7221 | 0 | 0 | 31.5681 | 0 | 0 | 31.7103 | 0 | 0 | 31.5883 | 0 | 0 | 31.4369 | 0 | 0
88 | 31.35 | 31.3012 | 31.8947 | 32.2617 | 32.1648 | 32.419 | 31.5272 | 32.0094 | 31.2197 | 31.8623 | 31.3256 | 0 | 0 | 32.2818 | 0 | 0 | 31.6547 | 0 | 0 | 31.7945 | 0 | 0 | 31.8986 | 0 | 0 | 31.9397 | 0 | 0 | 31.866 | 0 | 0 | 31.8511 | 0 | 0 | 31.801 | 0 | 0 | 32.1648 | 0 | 0
89 | 31.2612 | 31.6376 | 31.3639 | 31.1072 | 32.4929 | 31.7992 | 32.1829 | 31.581 | 30.6082 | 30.4869 | 31.4494 | 0 | 0 | 31.7998 | 0 | 0 | 31.2148 | 0 | 0 | 31.5725 | 0 | 0 | 31.6103 | 0 | 0 | 31.7378 | 0 | 0 | 31.6782 | 0 | 0 | 31.4733 | 0 | 0 | 31.4521 | 0 | 0 | 32.4929 | 0 | 0
90 | 31.8029 | 30.6365 | 30.3254 | 31.2534 | 30.9401 | 30.1087 | 31.5433 | 30.0745 | 32.0244 | 32.2471 | 31.2197 | 0 | 0 | 30.7674 | 0 | 0 | 31.4723 | 0 | 0 | 30.9917 | 0 | 0 | 30.8445 | 0 | 0 | 30.6974 | 0 | 0 | 30.8356 | 0 | 0 | 31.017 | 0 | 0 | 31.0956 | 0 | 0 | 30.9401 | 0 | 0
91 | 29.9021 | 31.6844 | 31.3008 | 31.7543 | 32.5862 | 32.3579 | 32.8009 | 30.9525 | 31.9891 | 32.793 | 30.7932 | 0 | 0 | 32.2328 | 0 | 0 | 32.1339 | 0 | 0 | 31.4455 | 0 | 0 | 31.5976 | 0 | 0 | 31.9196 | 0 | 0 | 31.6674 | 0 | 0 | 32.0243 | 0 | 0 | 31.8121 | 0 | 0 | 32.5862 | 0 | 1
92 | 31.7113 | 31.8093 | 31.751 | 31.1364 | 30.4934 | 31.5627 | 30.9427 | 31.7731 | 32.385 | 31.6726 | 31.7603 | 0 | 0 | 31.0642 | 0 | 0 | 31.6933 | 0 | 0 | 31.3803 | 0 | 0 | 31.4107 | 0 | 0 | 31.3526 | 0 | 0 | 31.3975 | 0 | 0 | 31.5029 | 0 | 0 | 31.5237 | 0 | 0 | 30.4934 | 1 | 0
93 | 31.4121 | 31.6582 | 31.0128 | 31.4187 | 32.0345 | 31.5439 | 30.5666 | 31.6556 | 30.5756 | 31.341 | 31.5351 | 0 | 0 | 31.6657 | 0 | 0 | 31.0347 | 0 | 0 | 31.5072 | 0 | 0 | 31.5134 | 0 | 0 | 31.4129 | 0 | 0 | 31.4128 | 0 | 0 | 31.3119 | 0 | 0 | 31.3219 | 0 | 0 | 32.0345 | 0 | 0
94 | 32.0054 | 31.0554 | 32.3107 | 32.524 | 32.6503 | 32.5965 | 31.5406 | 32.5897 | 32.3671 | 30.7071 | 31.5304 | 0 | 0 | 32.5903 | 0 | 1 | 31.8011 | 0 | 0 | 32.1092 | 0 | 0 | 32.1904 | 0 | 0 | 32.181 | 0 | 0 | 32.1591 | 0 | 0 | 32.0379 | 0 | 0 | 32.0347 | 0 | 0 | 32.6503 | 0 | 1
95 | 30.3639 | 31.828 | 31.7358 | 31.2136 | 31.211 | 31.1363 | 31.7376 | 32.2154 | 31.7539 | 33.9402 | 31.096 | 0 | 0 | 31.187 | 0 | 0 | 32.4118 | 0 | 0 | 31.2705 | 0 | 0 | 31.2481 | 0 | 0 | 31.5825 | 0 | 0 | 31.4302 | 0 | 0 | 31.8635 | 0 | 0 | 31.7136 | 0 | 0 | 31.211 | 0 | 0
96 | 31.3651 | 31.2971 | 31.9172 | 32.7886 | 31.3201 | 31.6396 | 31.424 | 31.5376 | 33.457 | 32.2077 | 31.3311 | 0 | 0 | 31.9161 | 0 | 0 | 32.1566 | 0 | 0 | 31.7376 | 0 | 0 | 31.7213 | 0 | 0 | 31.7034 | 0 | 0 | 31.6611 | 0 | 0 | 31.9543 | 0 | 0 | 31.8954 | 0 | 0 | 31.3201 | 0 | 0
97 | 31.67 | 30.8698 | 31.5471 | 32.0403 | 32.7909 | 31.4822 | 32.1566 | 30.3423 | 31.855 | 31.4675 | 31.2699 | 0 | 0 | 32.1045 | 0 | 0 | 31.4554 | 0 | 0 | 31.7836 | 0 | 0 | 31.7334 | 0 | 0 | 31.6042 | 0 | 0 | 31.6124 | 0 | 0 | 31.6169 | 0 | 0 | 31.6222 | 0 | 0 | 32.7909 | 0 | 1
98 | 31.1003 | 31.1563 | 31.771 | 31.9734 | 31.0316 | 32.0559 | 31.6365 | 32.7681 | 30.9455 | 31.333 | 31.1283 | 0 | 0 | 31.687 | 0 | 0 | 31.6708 | 0 | 0 | 31.4065 | 0 | 0 | 31.5148 | 0 | 0 | 31.7704 | 0 | 0 | 31.6866 | 0 | 0 | 31.6301 | 0 | 0 | 31.5772 | 0 | 0 | 31.0316 | 0 | 0
99 | 31.4543 | 32.4958 | 32.1098 | 31.6747 | 30.8329 | 32.2476 | 31.5241 | 32.2896 | 31.2131 | 32.2303 | 31.9751 | 0 | 0 | 31.5851 | 0 | 0 | 31.8143 | 0 | 0 | 31.7135 | 0 | 0 | 31.8025 | 0 | 0 | 31.8821 | 0 | 0 | 31.8286 | 0 | 0 | 31.8464 | 0 | 0 | 31.8072 | 0 | 0 | 30.8329 | 0 | 0
100 | 30.4169 | 31.6048 | 33.3452 | 31.1139 | 32.4497 | 30.434 | 31.8299 | 31.3582 | 32.2277 | 31.6108 | 31.0108 | 0 | 0 | 31.3325 | 0 | 0 | 31.7566 | 0 | 0 | 31.7861 | 0 | 0 | 31.5607 | 0 | 0 | 31.7337 | 0 | 0 | 31.5691 | 0 | 0 | 31.7749 | 0 | 0 | 31.6391 | 0 | 0 | 32.4497 | 0 | 0
101 | 31.0541 | 31.7997 | 31.5383 | 32.4218 | 31.4867 | 30.4144 | 30.8069 | 33.1306 | 30.8866 | 30.824 | 31.4269 | 0 | 0 | 31.441 | 0 | 0 | 31.412 | 0 | 0 | 31.6601 | 0 | 0 | 31.4525 | 0 | 0 | 31.6569 | 0 | 0 | 31.5815 | 0 | 0 | 31.4788 | 0 | 0 | 31.4363 | 0 | 0 | 31.4867 | 0 | 0
102 | 30.6279 | 32.8357 | 31.0065 | 32.0465 | 32.0096 | 31.8104 | 31.9227 | 31.0272 | 31.5721 | 30.1536 | 31.7318 | 0 | 0 | 31.9555 | 0 | 0 | 31.1689 | 0 | 0 | 31.7052 | 0 | 0 | 31.7228 | 0 | 0 | 31.8084 | 0 | 0 | 31.6608 | 0 | 0 | 31.5982 | 0 | 0 | 31.5012 | 0 | 0 | 32.0096 | 0 | 0
103 | 31.3762 | 31.4246 | 31.1937 | 30.6961 | 32.466 | 30.3351 | 31.8501 | 31.8081 | 32.1378 | 32.2677 | 31.4004 | 0 | 0 | 31.1657 | 0 | 0 | 32.0159 | 0 | 0 | 31.4313 | 0 | 0 | 31.2486 | 0 | 0 | 31.3962 | 0 | 0 | 31.3937 | 0 | 0 | 31.5755 | 0 | 0 | 31.5555 | 0 | 0 | 32.466 | 0 | 0
104 | 31.7362 | 32.0619 | 30.5221 | 30.8518 | 31.5168 | 31.7323 | 31.4636 | 30.6009 | 31.273 | 32.2351 | 31.899 | 0 | 0 | 31.367 | 0 | 0 | 31.3931 | 0 | 0 | 31.3378 | 0 | 0 | 31.4035 | 0 | 0 | 31.2499 | 0 | 0 | 31.3107 | 0 | 0 | 31.3619 | 0 | 0 | 31.3994 | 0 | 0 | 31.5168 | 0 | 0
105 | 31.372 | 33.2201 | 32.7665 | 32.574 | 30.2479 | 32.4222 | 31.626 | 31.3892 | 31.2704 | 32.4559 | 32.296 | 0 | 0 | 31.748 | 0 | 0 | 31.6854 | 0 | 0 | 32.0361 | 0 | 0 | 32.1004 | 0 | 0 | 32.0351 | 0 | 0 | 31.9522 | 0 | 0 | 31.9969 | 0 | 0 | 31.9344 | 0 | 0 | 30.2479 | 1 | 0
106 | 31.5686 | 32.1427 | 32.3645 | 30.9575 | 31.4948 | 31.1694 | 30.9731 | 32.0763 | 30.472 | 31.1288 | 31.8557 | 0 | 0 | 31.2072 | 0 | 0 | 31.1626 | 0 | 0 | 31.7056 | 0 | 0 | 31.6163 | 0 | 0 | 31.5969 | 0 | 0 | 31.5934 | 0 | 0 | 31.4199 | 0 | 0 | 31.4348 | 0 | 0 | 31.4948 | 0 | 0
107 | 30.3651 | 31.1857 | 31.5098 | 32.9738 | 32.2013 | 31.4458 | 30.5526 | 31.3013 | 31.8958 | 30.8005 | 30.7754 | 0 | 0 | 32.207 | 0 | 0 | 31.1376 | 0 | 0 | 31.6471 | 0 | 0 | 31.6136 | 0 | 0 | 31.5958 | 0 | 0 | 31.4419 | 0 | 0 | 31.5407 | 0 | 0 | 31.4232 | 0 | 0 | 32.2013 | 0 | 0
108 | 32.1255 | 33.0014 | 31.4299 | 29.8217 | 29.895 | 31.8552 | 31.4023 | 31.2613 | 31.1011 | 30.8152 | 32.5635 | 0 | 1 | 30.524 | 1 | 0 | 31.145 | 0 | 0 | 31.2547 | 0 | 0 | 31.3548 | 0 | 0 | 31.2381 | 0 | 0 | 31.349 | 0 | 0 | 31.1759 | 0 | 0 | 31.2709 | 0 | 0 | 29.895 | 1 | 0
109 | 32.6058 | 30.2631 | 31.5984 | 32.8286 | 31.1839 | 32.1002 | 31.3808 | 31.8151 | 31.2028 | 30.9707 | 31.4345 | 0 | 0 | 32.0376 | 0 | 0 | 31.3424 | 0 | 0 | 31.696 | 0 | 0 | 31.7634 | 0 | 0 | 31.5957 | 0 | 0 | 31.722 | 0 | 0 | 31.4826 | 0 | 0 | 31.595 | 0 | 0 | 31.1839 | 0 | 0
110 | 31.8096 | 30.8436 | 31.8304 | 30.7733 | 31.8527 | 32.3411 | 31.0336 | 31.388 | 31.8465 | 32.4209 | 31.3266 | 0 | 0 | 31.6557 | 0 | 0 | 31.6723 | 0 | 0 | 31.4219 | 0 | 0 | 31.5751 | 0 | 0 | 31.4375 | 0 | 0 | 31.484 | 0 | 0 | 31.5922 | 0 | 0 | 31.614 | 0 | 0 | 31.8527 | 0 | 0
111 | 30.4496 | 31.8747 | 30.8343 | 32.829 | 32.4811 | 32.5306 | 32.0093 | 30.2791 | 31.3505 | 31.6182 | 31.1622 | 0 | 0 | 32.6136 | 0 | 1 | 31.3143 | 0 | 0 | 31.6937 | 0 | 0 | 31.8332 | 0 | 0 | 31.834 | 0 | 0 | 31.661 | 0 | 0 | 31.7563 | 0 | 0 | 31.6256 | 0 | 0 | 32.4811 | 0 | 0
112 | 31.5105 | 31.6578 | 32.0362 | 32.5711 | 32.9145 | 32.0895 | 31.4832 | 30.5813 | 30.9936 | 31.7404 | 31.5842 | 0 | 0 | 32.525 | 0 | 0 | 31.1996 | 0 | 0 | 32.138 | 0 | 0 | 32.1299 | 0 | 0 | 31.9048 | 0 | 0 | 31.8555 | 0 | 0 | 31.7853 | 0 | 0 | 31.7578 | 0 | 0 | 32.9145 | 0 | 1
113 | 31.6306 | 30.4313 | 31.7557 | 30.3425 | 32.3087 | 31.6014 | 30.6659 | 31.5531 | 31.5921 | 31.4215 | 31.031 | 0 | 0 | 31.4176 | 0 | 0 | 31.3082 | 0 | 0 | 31.2938 | 0 | 0 | 31.3451 | 0 | 0 | 31.237 | 0 | 0 | 31.2862 | 0 | 0 | 31.2969 | 0 | 0 | 31.3303 | 0 | 0 | 32.3087 | 0 | 0
114 | 31.0718 | 32.8042 | 31.8059 | 30.2309 | 30.8771 | 30.8723 | 31.3986 | 30.5702 | 31.2636 | 30.8486 | 31.938 | 0 | 0 | 30.6601 | 0 | 0 | 31.0203 | 0 | 0 | 31.358 | 0 | 0 | 31.277 | 0 | 0 | 31.2227 | 0 | 0 | 31.2039 | 0 | 0 | 31.1857 | 0 | 0 | 31.1743 | 0 | 0 | 30.8771 | 0 | 0
115 | 32.4069 | 31.2611 | 30.6991 | 33.4572 | 31.4134 | 31.5102 | 31.6467 | 30.2297 | 33.0238 | 32.1529 | 31.834 | 0 | 0 | 32.1269 | 0 | 0 | 31.7633 | 0 | 0 | 31.8475 | 0 | 0 | 31.7913 | 0 | 0 | 31.4596 | 0 | 0 | 31.578 | 0 | 0 | 31.7105 | 0 | 0 | 31.7801 | 0 | 0 | 31.4134 | 0 | 0
116 | 31.7145 | 32.235 | 32.979 | 30.6239 | 30.8103 | 32.6305 | 31.9193 | 31.5471 | 29.6217 | 33.0669 | 31.9747 | 0 | 0 | 31.3549 | 0 | 0 | 31.5388 | 0 | 0 | 31.6725 | 0 | 0 | 31.8322 | 0 | 0 | 31.8207 | 0 | 0 | 31.8074 | 0 | 0 | 31.7149 | 0 | 0 | 31.7148 | 0 | 0 | 30.8103 | 0 | 0
117 | 32.789 | 32.3612 | 32.1859 | 31.0669 | 30.4006 | 31.5162 | 31.6846 | 31.3485 | 30.9091 | 32.1535 | 32.5751 | 0 | 1 | 30.9946 | 0 | 0 | 31.5239 | 0 | 0 | 31.7607 | 0 | 0 | 31.72 | 0 | 0 | 31.5091 | 0 | 0 | 31.6691 | 0 | 0 | 31.5141 | 0 | 0 | 31.6415 | 0 | 0 | 30.4006 | 1 | 0
118 | 30.9188 | 32.661 | 31.0099 | 32.3837 | 31.8479 | 30.9343 | 32.1516 | 31.7121 | 30.8396 | 32.3014 | 31.7899 | 0 | 0 | 31.7219 | 0 | 0 | 31.7512 | 0 | 0 | 31.7642 | 0 | 0 | 31.6259 | 0 | 0 | 31.8143 | 0 | 0 | 31.7024 | 0 | 0 | 31.7602 | 0 | 0 | 31.676 | 0 | 0 | 31.8479 | 0 | 0
119 | 31.3242 | 30.7689 | 29.9189 | 31.2956 | 31.2981 | 31.73 | 30.5848 | 30.8885 | 33.0681 | 31.5173 | 31.0465 | 0 | 0 | 31.4412 | 0 | 0 | 31.5147 | 0 | 0 | 30.9211 | 0 | 0 | 31.0559 | 0 | 0 | 30.9264 | 0 | 0 | 30.9761 | 0 | 0 | 31.23 | 0 | 0 | 31.2394 | 0 | 0 | 31.2981 | 0 | 0
120 | 32.284 | 31.932 | 30.8434 | 31.774 | 30.737 | 31.2452 | 30.572 | 32.0458 | 30.6864 | 31.7029 | 32.108 | 0 | 0 | 31.2521 | 0 | 0 | 31.2518 | 0 | 0 | 31.5141 | 0 | 0 | 31.4693 | 0 | 0 | 31.3071 | 0 | 0 | 31.4292 | 0 | 0 | 31.2821 | 0 | 0 | 31.3823 | 0 | 0 | 30.737 | 0 | 0
121 | 31.3703 | 31.9404 | 31.2212 | 31.4985 | 30.9508 | 30.3938 | 31.3445 | 31.7172 | 31.4802 | 32.2549 | 31.6553 | 0 | 0 | 30.9477 | 0 | 0 | 31.6992 | 0 | 0 | 31.3962 | 0 | 0 | 31.2292 | 0 | 0 | 31.2952 | 0 | 0 | 31.3046 | 0 | 0 | 31.4224 | 0 | 0 | 31.4172 | 0 | 0 | 30.9508 | 0 | 0
122 | 30.6224 | 31.9064 | 31.7986 | 32.2087 | 33.1788 | 31.7354 | 31.0214 | 30.9542 | 31.1037 | 30.0907 | 31.2644 | 0 | 0 | 32.3743 | 0 | 0 | 30.7925 | 0 | 0 | 31.943 | 0 | 0 | 31.9084 | 0 | 0 | 31.8291 | 0 | 0 | 31.6782 | 0 | 0 | 31.5553 | 0 | 0 | 31.462 | 0 | 0 | 33.1788 | 0 | 1
123 | 31.312 | 32.4576 | 30.673 | 31.249 | 30.6851 | 31.8393 | 32.8649 | 32.0083 | 30.9342 | 31.599 | 31.8848 | 0 | 0 | 31.2578 | 0 | 0 | 31.8516 | 0 | 0 | 31.2754 | 0 | 0 | 31.3694 | 0 | 0 | 31.6825 | 0 | 0 | 31.6362 | 0 | 0 | 31.5901 | 0 | 0 | 31.5623 | 0 | 0 | 30.6851 | 0 | 0
124 | 31.7927 | 31.8753 | 32.9676 | 31.9896 | 31.5025 | 31.6784 | 30.9422 | 32.6039 | 32.7762 | 31.6277 | 31.834 | 0 | 0 | 31.7235 | 0 | 0 | 31.9875 | 0 | 0 | 32.0255 | 0 | 0 | 31.9677 | 0 | 0 | 31.9371 | 0 | 0 | 31.919 | 0 | 0 | 31.9959 | 0 | 0 | 31.9756 | 0 | 0 | 31.5025 | 0 | 0
125 | 32.1889 | 32.1229 | 32.0332 | 30.8356 | 31.4834 | 30.3175 | 30.9992 | 31.3367 | 31.7596 | 31.8511 | 32.1559 | 0 | 0 | 30.8788 | 0 | 0 | 31.4867 | 0 | 0 | 31.7328 | 0 | 0 | 31.4969 | 0 | 0 | 31.3041 | 0 | 0 | 31.4147 | 0 | 0 | 31.4155 | 0 | 0 | 31.4928 | 0 | 0 | 31.4834 | 0 | 0
126 | 30.8955 | 31.5113 | 30.9626 | 31.0436 | 31.8863 | 31.2595 | 31.2794 | 30.7814 | 32.346 | 31.467 | 31.2034 | 0 | 0 | 31.3965 | 0 | 0 | 31.4684 | 0 | 0 | 31.2599 | 0 | 0 | 31.2598 | 0 | 0 | 31.2463 | 0 | 0 | 31.2024 | 0 | 0 | 31.393 | 0 | 0 | 31.3432 | 0 | 0 | 31.8863 | 0 | 0
127 | 31.8906 | 31.5356 | 31.6884 | 30.0956 | 31.5673 | 32.4009 | 30.6586 | 31.0383 | 31.9952 | 33.2485 | 31.7131 | 0 | 0 | 31.3546 | 0 | 0 | 31.7351 | 0 | 0 | 31.3555 | 0 | 0 | 31.5297 | 0 | 0 | 31.2835 | 0 | 0 | 31.3594 | 0 | 0 | 31.5809 | 0 | 0 | 31.6119 | 0 | 0 | 31.5673 | 0 | 0
128 | 30.6144 | 32.0289 | 31.4285 | 32.1878 | 31.8262 | 29.835 | 32.8292 | 31.1607 | 31.189 | 32.6336 | 31.3217 | 0 | 0 | 31.283 | 0 | 0 | 31.9531 | 0 | 0 | 31.6172 | 0 | 0 | 31.3201 | 0 | 0 | 31.6138 | 0 | 0 | 31.4889 | 0 | 0 | 31.6799 | 0 | 0 | 31.5733 | 0 | 0 | 31.8262 | 0 | 0
129 | 30.5512 | 32.057 | 30.6845 | 31.9393 | 31.7471 | 31.9409 | 32.8817 | 30.3762 | 32.6276 | 31.2314 | 31.3041 | 0 | 0 | 31.8758 | 0 | 0 | 31.7792 | 0 | 0 | 31.3958 | 0 | 0 | 31.4867 | 0 | 0 | 31.661 | 0 | 0 | 31.5222 | 0 | 0 | 31.7206 | 0 | 0 | 31.6037 | 0 | 0 | 31.7471 | 0 | 0
130 | 31.3895 | 30.4098 | 31.3547 | 32.3008 | 32.3831 | 30.6667 | 32.4502 | 32.0443 | 32.3145 | 31.7323 | 30.8997 | 0 | 0 | 31.7835 | 0 | 0 | 32.1353 | 0 | 0 | 31.5676 | 0 | 0 | 31.4174 | 0 | 0 | 31.6585 | 0 | 0 | 31.6249 | 0 | 0 | 31.7396 | 0 | 0 | 31.7046 | 0 | 0 | 32.3831 | 0 | 0
131 | 32.0219 | 30.8009 | 32.6098 | 30.5261 | 31.0736 | 32.0197 | 31.249 | 31.9296 | 32.861 | 30.9255 | 31.4114 | 0 | 0 | 31.2065 | 0 | 0 | 31.7413 | 0 | 0 | 31.4065 | 0 | 0 | 31.5087 | 0 | 0 | 31.4584 | 0 | 0 | 31.5288 | 0 | 0 | 31.555 | 0 | 0 | 31.6017 | 0 | 0 | 31.0736 | 0 | 0
132 | 31.1061 | 30.6911 | 30.7759 | 31.2693 | 31.4349 | 32.6697 | 31.028 | 31.5077 | 31.175 | 31.9484 | 30.8986 | 0 | 0 | 31.7913 | 0 | 0 | 31.4148 | 0 | 0 | 31.0555 | 0 | 0 | 31.3245 | 0 | 0 | 31.3395 | 0 | 0 | 31.3103 | 0 | 0 | 31.3889 | 0 | 0 | 31.3606 | 0 | 0 | 31.4349 | 0 | 0
133 | 32.5626 | 30.8087 | 31.4672 | 31.6357 | 32.1265 | 32.8152 | 32.2701 | 31.3332 | 31.2591 | 32.1733 | 31.6857 | 0 | 0 | 32.1925 | 0 | 0 | 31.7589 | 0 | 0 | 31.7202 | 0 | 0 | 31.9027 | 0 | 0 | 31.7795 | 0 | 0 | 31.8774 | 0 | 0 | 31.7655 | 0 | 0 | 31.8452 | 0 | 0 | 32.1265 | 0 | 0
134 | 31.6214 | 31.8485 | 30.5417 | 32.6061 | 32.5334 | 30.4488 | 32.0065 | 32.1321 | 31.8415 | 32.8818 | 31.7349 | 0 | 0 | 31.8627 | 0 | 0 | 32.2155 | 0 | 0 | 31.8302 | 0 | 0 | 31.6 | 0 | 0 | 31.731 | 0 | 0 | 31.7173 | 0 | 0 | 31.8712 | 0 | 0 | 31.8462 | 0 | 0 | 32.5334 | 0 | 1
135 | 32.6994 | 31.4906 | 31.3473 | 31.6494 | 31.8218 | 31.6414 | 32.0045 | 32.2208 | 32.0126 | 31.3122 | 32.095 | 0 | 0 | 31.7042 | 0 | 0 | 31.8875 | 0 | 0 | 31.8017 | 0 | 0 | 31.775 | 0 | 0 | 31.7394 | 0 | 0 | 31.8594 | 0 | 0 | 31.7223 | 0 | 0 | 31.82 | 0 | 0 | 31.8218 | 0 | 0
136 | 32.2315 | 32.2225 | 32.1089 | 31.9509 | 31.8725 | 32.1287 | 30.5654 | 32.4051 | 30.4281 | 31.3155 | 32.227 | 0 | 0 | 31.984 | 0 | 0 | 31.1785 | 0 | 0 | 32.0773 | 0 | 0 | 32.0858 | 0 | 0 | 31.8934 | 0 | 0 | 31.9357 | 0 | 0 | 31.6664 | 0 | 0 | 31.7229 | 0 | 0 | 31.8725 | 0 | 0
137 | 31.8458 | 31.1151 | 31.0124 | 30.4272 | 31.109 | 31.2769 | 31.9715 | 30.0074 | 31.6907 | 31.614 | 31.4804 | 0 | 0 | 30.9377 | 0 | 0 | 31.3209 | 0 | 0 | 31.1019 | 0 | 0 | 31.1311 | 0 | 0 | 30.9885 | 0 | 0 | 31.0957 | 0 | 0 | 31.136 | 0 | 0 | 31.207 | 0 | 0 | 31.109 | 0 | 0
138 | 31.9217 | 32.0126 | 31.7031 | 31.5736 | 30.9538 | 30.8575 | 31.8239 | 31.6079 | 31.5435 | 31.7324 | 31.9671 | 0 | 0 | 31.1283 | 0 | 0 | 31.6769 | 0 | 0 | 31.6329 | 0 | 0 | 31.5037 | 0 | 0 | 31.5046 | 0 | 0 | 31.5568 | 0 | 0 | 31.5343 | 0 | 0 | 31.573 | 0 | 0 | 30.9538 | 0 | 0
139 | 31.5718 | 30.5683 | 30.9016 | 30.8452 | 33.2733 | 32.8102 | 31.4517 | 32.1733 | 30.9513 | 31.9812 | 31.07 | 0 | 0 | 32.3096 | 0 | 0 | 31.6394 | 0 | 0 | 31.432 | 0 | 0 | 31.6617 | 0 | 0 | 31.7177 | 0 | 0 | 31.6994 | 0 | 0 | 31.6618 | 0 | 0 | 31.6528 | 0 | 0 | 33.2733 | 0 | 1
140 | 31.1513 | 31.1221 | 32.9693 | 30.2374 | 31.6736 | 31.8672 | 31.2486 | 31.7223 | 31.9798 | 30.6082 | 31.1367 | 0 | 0 | 31.2594 | 0 | 0 | 31.3897 | 0 | 0 | 31.4308 | 0 | 0 | 31.5035 | 0 | 0 | 31.5487 | 0 | 0 | 31.499 | 0 | 0 | 31.4921 | 0 | 0 | 31.458 | 0 | 0 | 31.6736 | 0 | 0
141 | 31.8289 | 32.1759 | 31.9521 | 30.802 | 32.6452 | 31.8837 | 32.5141 | 31.0322 | 32.3598 | 31.8815 | 32.0024 | 0 | 0 | 31.777 | 0 | 0 | 31.9469 | 0 | 0 | 31.8808 | 0 | 0 | 31.8813 | 0 | 0 | 31.8579 | 0 | 0 | 31.8543 | 0 | 0 | 31.9163 | 0 | 0 | 31.9076 | 0 | 0 | 32.6452 | 0 | 1
142 | 30.0286 | 30.5525 | 31.414 | 32.3826 | 31.2817 | 32.2875 | 32.7713 | 31.5113 | 32.3126 | 32.035 | 30.2905 | 1 | 0 | 31.9839 | 0 | 0 | 32.1576 | 0 | 0 | 31.1319 | 0 | 0 | 31.3245 | 0 | 0 | 31.743 | 0 | 0 | 31.5287 | 0 | 0 | 31.8387 | 0 | 0 | 31.6577 | 0 | 0 | 31.2817 | 0 | 0
143 | 30.8503 | 31.6594 | 32.8691 | 31.7815 | 31.2876 | 33.1333 | 32.9379 | 31.3138 | 31.0475 | 32.8195 | 31.2548 | 0 | 0 | 32.0674 | 0 | 0 | 32.0297 | 0 | 0 | 31.6896 | 0 | 0 | 31.9302 | 0 | 0 | 32.1404 | 0 | 0 | 31.9791 | 0 | 0 | 32.0944 | 0 | 0 | 31.97 | 0 | 0 | 31.2876 | 0 | 0
144 | 31.0984 | 31.3676 | 31.2501 | 30.6952 | 32.8973 | 29.7413 | 31.5589 | 32.7319 | 31.4104 | 31.2771 | 31.233 | 0 | 0 | 31.1113 | 0 | 0 | 31.7446 | 0 | 0 | 31.4617 | 0 | 0 | 31.175 | 0 | 0 | 31.4632 | 0 | 0 | 31.4176 | 0 | 0 | 31.4367 | 0 | 0 | 31.4028 | 0 | 0 | 32.8973 | 0 | 1
145 | 32.0299 | 30.5908 | 30.8696 | 30.7094 | 31.7906 | 31.2704 | 32.0968 | 31.5135 | 31.0442 | 30.5715 | 31.3103 | 0 | 0 | 31.2568 | 0 | 0 | 31.3065 | 0 | 0 | 31.1981 | 0 | 0 | 31.2101 | 0 | 0 | 31.263 | 0 | 0 | 31.3589 | 0 | 0 | 31.1618 | 0 | 0 | 31.2487 | 0 | 0 | 31.7906 | 0 | 0
146 | 31.0896 | 31.3355 | 30.2225 | 31.4791 | 30.8588 | 32.1953 | 32.0916 | 31.9652 | 31.2334 | 33.0069 | 31.2126 | 0 | 0 | 31.5111 | 0 | 0 | 32.0743 | 0 | 0 | 30.9971 | 0 | 0 | 31.1968 | 0 | 0 | 31.4497 | 0 | 0 | 31.4047 | 0 | 0 | 31.5987 | 0 | 0 | 31.5478 | 0 | 0 | 30.8588 | 0 | 0
147 | 31.3965 | 31.0265 | 30.886 | 32.5215 | 31.0296 | 32.4729 | 31.7978 | 30.2413 | 31.6653 | 31.0624 | 31.2115 | 0 | 0 | 32.008 | 0 | 0 | 31.1917 | 0 | 0 | 31.372 | 0 | 0 | 31.5555 | 0 | 0 | 31.4251 | 0 | 0 | 31.4215 | 0 | 0 | 31.4115 | 0 | 0 | 31.41 | 0 | 0 | 31.0296 | 0 | 0
148 | 32.3247 | 31.8177 | 31.3927 | 32.3177 | 31.8377 | 30.8411 | 31.8513 | 32.2714 | 31.7852 | 31.9036 | 32.0712 | 0 | 0 | 31.6655 | 0 | 0 | 31.9529 | 0 | 0 | 31.9381 | 0 | 0 | 31.7553 | 0 | 0 | 31.7614 | 0 | 0 | 31.8318 | 0 | 0 | 31.7798 | 0 | 0 | 31.8343 | 0 | 0 | 31.8377 | 0 | 0
149 | 31.6581 | 31.6934 | 30.6548 | 31.6188 | 31.7622 | 32.1781 | 30.5693 | 30.7502 | 31.7293 | 31.602 | 31.6757 | 0 | 0 | 31.853 | 0 | 0 | 31.1627 | 0 | 0 | 31.4774 | 0 | 0 | 31.5942 | 0 | 0 | 31.3181 | 0 | 0 | 31.3606 | 0 | 0 | 31.3953 | 0 | 0 | 31.4216 | 0 | 0 | 31.7622 | 0 | 0
150 | 30.4832 | 31.8225 | 31.2772 | 31.2533 | 31.512 | 29.9179 | 30.5342 | 31.9823 | 31.2032 | 30.4445 | 31.1529 | 0 | 0 | 30.8944 | 0 | 0 | 31.041 | 0 | 0 | 31.2697 | 0 | 0 | 31.0444 | 0 | 0 | 31.1856 | 0 | 0 | 31.0978 | 0 | 0 | 31.1052 | 0 | 0 | 31.043 | 0 | 0 | 31.512 | 0 | 0
151 | 31.1515 | 31.411 | 31.1976 | 31.3485 | 29.9561 | 30.7034 | 31.1353 | 31.8406 | 31.5207 | 31.0634 | 31.2813 | 0 | 0 | 30.6693 | 0 | 0 | 31.39 | 0 | 0 | 31.0129 | 0 | 0 | 30.9614 | 0 | 0 | 31.0846 | 0 | 0 | 31.093 | 0 | 0 | 31.1307 | 0 | 0 | 31.1328 | 0 | 0 | 29.9561 | 1 | 0
152 | 32.323 | 30.5196 | 31.5411 | 31.8049 | 32.542 | 31.5151 | 32.072 | 30.8665 | 31.3483 | 32.1588 | 31.4213 | 0 | 0 | 31.954 | 0 | 0 | 31.6114 | 0 | 0 | 31.7462 | 0 | 0 | 31.7076 | 0 | 0 | 31.5516 | 0 | 0 | 31.6481 | 0 | 0 | 31.5965 | 0 | 0 | 31.6692 | 0 | 0 | 32.542 | 0 | 1
153 | 32.9433 | 31.7508 | 31.4757 | 30.1769 | 31.8782 | 31.1969 | 30.2683 | 31.1686 | 32.4215 | 32.62 | 32.347 | 0 | 0 | 31.084 | 0 | 0 | 31.6196 | 0 | 0 | 31.645 | 0 | 0 | 31.5703 | 0 | 0 | 31.1308 | 0 | 0 | 31.3573 | 0 | 0 | 31.4397 | 0 | 0 | 31.59 | 0 | 0 | 31.8782 | 0 | 0
154 | 31.7217 | 31.54 | 31.4392 | 31.0364 | 32.1811 | 31.5472 | 31.6883 | 31.6734 | 30.8879 | 31.2511 | 31.6308 | 0 | 0 | 31.5882 | 0 | 0 | 31.3752 | 0 | 0 | 31.5837 | 0 | 0 | 31.5776 | 0 | 0 | 31.5865 | 0 | 0 | 31.6034 | 0 | 0 | 31.4716 | 0 | 0 | 31.4966 | 0 | 0 | 32.1811 | 0 | 0
155 | 31.0197 | 31.2625 | 31.1775 | 31.2267 | 31.1237 | 31.0606 | 30.5096 | 31.2086 | 30.7215 | 31.6126 | 31.1411 | 0 | 0 | 31.137 | 0 | 0 | 31.0131 | 0 | 0 | 31.162 | 0 | 0 | 31.1451 | 0 | 0 | 31.0813 | 0 | 0 | 31.0736 | 0 | 0 | 31.1004 | 0 | 0 | 31.0923 | 0 | 0 | 31.1237 | 0 | 0
156 | 32.7822 | 32.6096 | 32.5342 | 32.696 | 30.9715 | 33.1783 | 32.7371 | 31.4658 | 32.3646 | 31.9973 | 32.6959 | 0 | 1 | 32.2819 | 0 | 0 | 32.1412 | 0 | 0 | 32.3187 | 0 | 0 | 32.462 | 0 | 0 | 32.3132 | 0 | 0 | 32.3718 | 0 | 0 | 32.2838 | 0 | 0 | 32.3337 | 0 | 0 | 30.9715 | 0 | 0
157 | 31.8 | 31.4512 | 32.28 | 31.308 | 31.9225 | 30.9077 | 30.225 | 31.9199 | 31.5482 | 31.1621 | 31.6256 | 0 | 0 | 31.3794 | 0 | 0 | 31.2138 | 0 | 0 | 31.7523 | 0 | 0 | 31.6116 | 0 | 0 | 31.4306 | 0 | 0 | 31.4768 | 0 | 0 | 31.4138 | 0 | 0 | 31.4525 | 0 | 0 | 31.9225 | 0 | 0
158 | 32.3563 | 30.7892 | 32.1829 | 32.0643 | 30.6267 | 31.7289 | 31.2399 | 32.6753 | 32.2406 | 31.9118 | 31.5727 | 0 | 0 | 31.4733 | 0 | 0 | 32.0169 | 0 | 0 | 31.6039 | 0 | 0 | 31.6247 | 0 | 0 | 31.6153 | 0 | 0 | 31.7079 | 0 | 0 | 31.7177 | 0 | 0 | 31.7816 | 0 | 0 | 30.6267 | 1 | 0
159 | 31.3238 | 30.6005 | 31.9514 | 30.7474 | 31.7351 | 31.565 | 32.7736 | 31.5881 | 30.6568 | 32.0545 | 30.9621 | 0 | 0 | 31.3492 | 0 | 0 | 31.7682 | 0 | 0 | 31.2716 | 0 | 0 | 31.3205 | 0 | 0 | 31.5659 | 0 | 0 | 31.5356 | 0 | 0 | 31.5191 | 0 | 0 | 31.4996 | 0 | 0 | 31.7351 | 0 | 0
160 | 31.1905 | 32.1969 | 31.3917 | 31.7515 | 29.9814 | 31.4933 | 30.1801 | 30.5726 | 30.1298 | 32.6615 | 31.6937 | 0 | 0 | 31.0754 | 0 | 0 | 30.886 | 0 | 0 | 31.3024 | 0 | 0 | 31.3342 | 0 | 0 | 31.0811 | 0 | 0 | 31.0947 | 0 | 0 | 31.151 | 0 | 0 | 31.1549 | 0 | 0 | 29.9814 | 1 | 0
161 | 31.9354 | 32.2562 | 31.367 | 29.9401 | 33.6475 | 31.103 | 31.8898 | 31.6165 | 31.7205 | 32.0903 | 32.0958 | 0 | 0 | 31.5635 | 0 | 0 | 31.8293 | 0 | 0 | 31.8292 | 0 | 0 | 31.7082 | 0 | 0 | 31.6886 | 0 | 0 | 31.7194 | 0 | 0 | 31.7367 | 0 | 0 | 31.7566 | 0 | 0 | 33.6475 | 0 | 1
162 | 31.3829 | 30.916 | 30.8058 | 32.6927 | 31.0194 | 32.8823 | 31.9423 | 30.3548 | 31.9185 | 31.7071 | 31.1494 | 0 | 0 | 32.1981 | 0 | 0 | 31.4807 | 0 | 0 | 31.3633 | 0 | 0 | 31.6165 | 0 | 0 | 31.5162 | 0 | 0 | 31.4995 | 0 | 0 | 31.5821 | 0 | 0 | 31.5622 | 0 | 0 | 31.0194 | 0 | 0
163 | 30.6276 | 31.7006 | 32.5613 | 31.5707 | 32.2175 | 31.3975 | 31.387 | 30.3669 | 31.7558 | 30.6268 | 31.1641 | 0 | 0 | 31.7286 | 0 | 0 | 31.0341 | 0 | 0 | 31.7356 | 0 | 0 | 31.6792 | 0 | 0 | 31.6002 | 0 | 0 | 31.4786 | 0 | 0 | 31.5093 | 0 | 0 | 31.4212 | 0 | 0 | 32.2175 | 0 | 0
164 | 31.2616 | 31.1623 | 30.8218 | 32.9764 | 32.569 | 31.5563 | 31.7243 | 32.6736 | 30.8075 | 32.7353 | 31.212 | 0 | 0 | 32.3672 | 0 | 0 | 31.9852 | 0 | 0 | 31.7583 | 0 | 0 | 31.7246 | 0 | 0 | 31.9263 | 0 | 0 | 31.8432 | 0 | 0 | 31.8918 | 0 | 0 | 31.8288 | 0 | 0 | 32.569 | 0 | 1
165 | 30.6489 | 32.0914 | 31.3358 | 31.0751 | 30.6166 | 31.1167 | 32.7328 | 30.9868 | 31.2437 | 30.6417 | 31.3702 | 0 | 0 | 30.9361 | 0 | 0 | 31.4013 | 0 | 0 | 31.1536 | 0 | 0 | 31.1474 | 0 | 0 | 31.4222 | 0 | 0 | 31.3255 | 0 | 0 | 31.3156 | 0 | 0 | 31.249 | 0 | 0 | 30.6166 | 1 | 0
166 | 31.911 | 31.2555 | 31.6099 | 31.1745 | 32.4201 | 31.2783 | 31.2494 | 32.052 | 31.3161 | 31.9737 | 31.5832 | 0 | 0 | 31.6243 | 0 | 0 | 31.6478 | 0 | 0 | 31.6742 | 0 | 0 | 31.6082 | 0 | 0 | 31.5771 | 0 | 0 | 31.6188 | 0 | 0 | 31.5922 | 0 | 0 | 31.6241 | 0 | 0 | 32.4201 | 0 | 0
167 | 30.6018 | 31.9958 | 31.1349 | 32.4841 | 29.819 | 31.4516 | 30.1428 | 31.6281 | 32.27 | 31.3259 | 31.2988 | 0 | 0 | 31.2515 | 0 | 0 | 31.3417 | 0 | 0 | 31.2071 | 0 | 0 | 31.2479 | 0 | 0 | 31.2366 | 0 | 0 | 31.1573 | 0 | 0 | 31.3614 | 0 | 0 | 31.2854 | 0 | 0 | 29.819 | 1 | 0
168 | 31.656 | 31.6613 | 31.3133 | 31.6262 | 30.5874 | 32.2734 | 31.6679 | 31.6028 | 31.4732 | 30.9264 | 31.6586 | 0 | 0 | 31.4957 | 0 | 0 | 31.4176 | 0 | 0 | 31.3688 | 0 | 0 | 31.5196 | 0 | 0 | 31.5332 | 0 | 0 | 31.5485 | 0 | 0 | 31.4591 | 0 | 0 | 31.4788 | 0 | 0 | 30.5874 | 1 | 0
169 | 32.2211 | 30.8667 | 31.9277 | 30.9535 | 31.6636 | 31.627 | 32.1388 | 30.7039 | 30.9201 | 31.4119 | 31.5439 | 0 | 0 | 31.4147 | 0 | 0 | 31.2937 | 0 | 0 | 31.5265 | 0 | 0 | 31.5433 | 0 | 0 | 31.4116 | 0 | 0 | 31.5128 | 0 | 0 | 31.357 | 0 | 0 | 31.4434 | 0 | 0 | 31.6636 | 0 | 0
170 | 32.0054 | 31.6474 | 31.7164 | 32.2384 | 31.5667 | 31.4023 | 31.4153 | 31.6488 | 31.9421 | 30.9071 | 31.8264 | 0 | 0 | 31.7358 | 0 | 0 | 31.4783 | 0 | 0 | 31.8348 | 0 | 0 | 31.7627 | 0 | 0 | 31.6622 | 0 | 0 | 31.7051 | 0 | 0 | 31.6094 | 0 | 0 | 31.649 | 0 | 0 | 31.5667 | 0 | 0
171 | 30.7594 | 32.235 | 32.1067 | 32.0477 | 31.5538 | 31.9728 | 31.797 | 31.2843 | 30.9089 | 32.0966 | 31.4972 | 0 | 0 | 31.8581 | 0 | 0 | 31.5217 | 0 | 0 | 31.7405 | 0 | 0 | 31.7792 | 0 | 0 | 31.8567 | 0 | 0 | 31.7196 | 0 | 0 | 31.7781 | 0 | 0 | 31.6762 | 0 | 0 | 31.5538 | 0 | 0
172 | 30.9935 | 32.1677 | 31.9814 | 31.6849 | 31.7014 | 31.9845 | 31.3954 | 32.4602 | 32.2805 | 32.3279 | 31.5806 | 0 | 0 | 31.7903 | 0 | 0 | 32.116 | 0 | 0 | 31.7058 | 0 | 0 | 31.7522 | 0 | 0 | 31.9108 | 0 | 0 | 31.7961 | 0 | 0 | 31.9982 | 0 | 0 | 31.8977 | 0 | 0 | 31.7014 | 0 | 0
173 | 31.1553 | 31.1401 | 31.9925 | 32.3019 | 31.7508 | 32.3838 | 31.1701 | 31.3492 | 31.7609 | 32.4653 | 31.1477 | 0 | 0 | 32.1455 | 0 | 0 | 31.6864 | 0 | 0 | 31.6681 | 0 | 0 | 31.7874 | 0 | 0 | 31.7269 | 0 | 0 | 31.6555 | 0 | 0 | 31.8127 | 0 | 0 | 31.747 | 0 | 0 | 31.7508 | 0 | 0
174 | 31.1748 | 31.5745 | 31.8038 | 31.9376 | 33.2785 | 31.9135 | 31.1143 | 32.2175 | 32.9747 | 32.5945 | 31.3747 | 0 | 0 | 32.3765 | 0 | 0 | 32.2252 | 0 | 0 | 31.9539 | 0 | 0 | 31.9471 | 0 | 0 | 31.9771 | 0 | 0 | 31.8768 | 0 | 0 | 32.1565 | 0 | 0 | 32.0584 | 0 | 0 | 33.2785 | 0 | 1
175 | 30.9879 | 31.7768 | 30.3442 | 32.9481 | 31.7796 | 32.477 | 31.1185 | 31.516 | 31.2794 | 31.9597 | 31.3823 | 0 | 0 | 32.4016 | 0 | 0 | 31.4684 | 0 | 0 | 31.5673 | 0 | 0 | 31.7189 | 0 | 0 | 31.7086 | 0 | 0 | 31.6185 | 0 | 0 | 31.6888 | 0 | 0 | 31.6187 | 0 | 0 | 31.7796 | 0 | 0
176 | 33.0762 | 32.0908 | 31.0148 | 31.194 | 32.2433 | 31.5942 | 32.4546 | 31.2625 | 31.134 | 30.2752 | 32.5835 | 0 | 1 | 31.6772 | 0 | 0 | 31.2816 | 0 | 0 | 31.9238 | 0 | 0 | 31.8689 | 0 | 0 | 31.6934 | 0 | 0 | 31.8663 | 0 | 0 | 31.4737 | 0 | 0 | 31.634 | 0 | 0 | 32.2433 | 0 | 0
177 | 32.2575 | 31.6322 | 30.1902 | 31.4684 | 31.2746 | 31.4026 | 31.919 | 33.3368 | 32.2588 | 31.02 | 31.9448 | 0 | 0 | 31.3819 | 0 | 0 | 32.1337 | 0 | 0 | 31.3646 | 0 | 0 | 31.3709 | 0 | 0 | 31.6034 | 0 | 0 | 31.6852 | 0 | 0 | 31.6114 | 0 | 0 | 31.676 | 0 | 0 | 31.2746 | 0 | 0
178 | 30.9537 | 31.4023 | 31.1062 | 29.3517 | 30.8481 | 31.4152 | 32.167 | 31.9327 | 31.2267 | 31.9553 | 31.178 | 0 | 0 | 30.5383 | 1 | 0 | 31.8204 | 0 | 0 | 30.7324 | 0 | 0 | 30.8462 | 0 | 0 | 31.1747 | 0 | 0 | 31.1471 | 0 | 0 | 31.2672 | 0 | 0 | 31.2359 | 0 | 0 | 30.8481 | 0 | 0
179 | 31.954 | 32.2254 | 30.8079 | 30.1558 | 31.778 | 31.25 | 30.2832 | 30.8482 | 30.4087 | 31.9221 | 32.0897 | 0 | 0 | 31.0613 | 0 | 0 | 30.8655 | 0 | 0 | 31.3842 | 0 | 0 | 31.3619 | 0 | 0 | 31.0498 | 0 | 0 | 31.1628 | 0 | 0 | 31.0755 | 0 | 0 | 31.1633 | 0 | 0 | 31.778 | 0 | 0
180 | 30.0414 | 32.6322 | 32.1702 | 31.7073 | 31.2303 | 32.2308 | 31.5171 | 31.5655 | 31.6148 | 31.2788 | 31.3368 | 0 | 0 | 31.7228 | 0 | 0 | 31.4941 | 0 | 0 | 31.5563 | 0 | 0 | 31.6687 | 0 | 0 | 31.8648 | 0 | 0 | 31.6368 | 0 | 0 | 31.7719 | 0 | 0 | 31.5988 | 0 | 0 | 31.2303 | 0 | 0
181 | 30.498 | 31.735 | 31.1963 | 32.3191 | 32.7311 | 31.9905 | 30.8544 | 31.0649 | 30.6703 | 32.1781 | 31.1165 | 0 | 0 | 32.3469 | 0 | 0 | 31.1919 | 0 | 0 | 31.6959 | 0 | 0 | 31.745 | 0 | 0 | 31.6988 | 0 | 0 | 31.5487 | 0 | 0 | 31.6377 | 0 | 0 | 31.5238 | 0 | 0 | 32.7311 | 0 | 1
182 | 31.1703 | 32.0502 | 31.5474 | 32.1693 | 31.7192 | 31.6683 | 31.863 | 31.0381 | 31.9229 | 32.6907 | 31.6102 | 0 | 0 | 31.8523 | 0 | 0 | 31.8787 | 0 | 0 | 31.7313 | 0 | 0 | 31.7208 | 0 | 0 | 31.7222 | 0 | 0 | 31.6532 | 0 | 0 | 31.8521 | 0 | 0 | 31.7839 | 0 | 0 | 31.7192 | 0 | 0
183 | 32.5977 | 31.5084 | 31.7463 | 30.5805 | 30.348 | 30.8384 | 30.8754 | 32.3653 | 31.8467 | 31.2583 | 32.053 | 0 | 0 | 30.589 | 1 | 0 | 31.5864 | 0 | 0 | 31.3562 | 0 | 0 | 31.2699 | 0 | 0 | 31.1803 | 0 | 0 | 31.3575 | 0 | 0 | 31.263 | 0 | 0 | 31.3965 | 0 | 0 | 30.348 | 1 | 0
184 | 32.2579 | 30.7949 | 31.5362 | 30.9781 | 32.3212 | 32.2542 | 32.1706 | 31.152 | 30.9568 | 31.667 | 31.5264 | 0 | 0 | 31.8511 | 0 | 0 | 31.4866 | 0 | 0 | 31.5777 | 0 | 0 | 31.6904 | 0 | 0 | 31.601 | 0 | 0 | 31.6831 | 0 | 0 | 31.5368 | 0 | 0 | 31.6089 | 0 | 0 | 32.3212 | 0 | 0
185 | 31.6692 | 31.2845 | 32.7569 | 31.9266 | 30.9346 | 31.0633 | 30.9213 | 31.207 | 31.9029 | 31.9597 | 31.4768 | 0 | 0 | 31.3081 | 0 | 0 | 31.4977 | 0 | 0 | 31.7143 | 0 | 0 | 31.6058 | 0 | 0 | 31.442 | 0 | 0 | 31.4704 | 0 | 0 | 31.5507 | 0 | 0 | 31.5626 | 0 | 0 | 30.9346 | 0 | 0
186 | 30.438 | 32.2316 | 31.3546 | 31.0641 | 32.5966 | 32.2866 | 30.4772 | 31.3597 | 30.8975 | 31.4362 | 31.3348 | 0 | 0 | 31.9824 | 0 | 0 | 31.0427 | 0 | 0 | 31.537 | 0 | 0 | 31.6619 | 0 | 0 | 31.6244 | 0 | 0 | 31.4761 | 0 | 0 | 31.5227 | 0 | 0 | 31.4142 | 0 | 0 | 32.5966 | 0 | 1
187 | 31.3374 | 30.6724 | 32.694 | 30.9201 | 31.9744 | 29.9539 | 30.9629 | 31.3732 | 31.9002 | 30.8448 | 31.0049 | 0 | 0 | 30.9495 | 0 | 0 | 31.2703 | 0 | 0 | 31.5197 | 0 | 0 | 31.2587 | 0 | 0 | 31.2216 | 0 | 0 | 31.236 | 0 | 0 | 31.2551 | 0 | 0 | 31.2633 | 0 | 0 | 31.9744 | 0 | 0
188 | 32.5838 | 31.6082 | 31.8825 | 31.9161 | 30.8575 | 31.358 | 31.3234 | 31.1197 | 32.358 | 32.0911 | 32.096 | 0 | 0 | 31.3772 | 0 | 0 | 31.7231 | 0 | 0 | 31.7696 | 0 | 0 | 31.701 | 0 | 0 | 31.4379 | 0 | 0 | 31.5811 | 0 | 0 | 31.6127 | 0 | 0 | 31.7098 | 0 | 0 | 30.8575 | 0 | 0
189 | 30.661 | 30.5466 | 31.7408 | 31.5799 | 31.9032 | 32.1367 | 32.1264 | 30.8291 | 30.2459 | 31.4189 | 30.6038 | 1 | 0 | 31.8733 | 0 | 0 | 31.1551 | 0 | 0 | 31.2863 | 0 | 0 | 31.428 | 0 | 0 | 31.5518 | 0 | 0 | 31.4405 | 0 | 0 | 31.392 | 0 | 0 | 31.3189 | 0 | 0 | 31.9032 | 0 | 0
190 | 31.4591 | 31.4369 | 31.2239 | 32.4825 | 32.8001 | 31.8436 | 29.8316 | 30.8913 | 31.1288 | 30.552 | 31.448 | 0 | 0 | 32.3754 | 0 | 0 | 30.601 | 1 | 0 | 31.8805 | 0 | 0 | 31.8744 | 0 | 0 | 31.5014 | 0 | 0 | 31.4961 | 0 | 0 | 31.3545 | 0 | 0 | 31.365 | 0 | 0 | 32.8001 | 0 | 1
191 | 32.8342 | 32.0454 | 32.3822 | 32.1998 | 31.6597 | 30.5939 | 32.6981 | 31.8873 | 31.0742 | 30.9258 | 32.4398 | 0 | 0 | 31.4845 | 0 | 0 | 31.6464 | 0 | 0 | 32.2243 | 0 | 0 | 31.9525 | 0 | 0 | 31.9238 | 0 | 0 | 32.0376 | 0 | 0 | 31.7185 | 0 | 0 | 31.8301 | 0 | 0 | 31.6597 | 0 | 0
192 | 30.7622 | 30.9353 | 30.9992 | 31.1284 | 31.409 | 31.6169 | 31.5385 | 31.496 | 32.4399 | 30.9852 | 30.8487 | 0 | 0 | 31.3848 | 0 | 0 | 31.6149 | 0 | 0 | 31.0468 | 0 | 0 | 31.1418 | 0 | 0 | 31.3033 | 0 | 0 | 31.2357 | 0 | 0 | 31.3943 | 0 | 0 | 31.3311 | 0 | 0 | 31.409 | 0 | 0
193 | 31.9144 | 31.5011 | 30.6058 | 30.8355 | 30.2243 | 30.9093 | 31.1751 | 31.2554 | 32.8476 | 32.1494 | 31.7078 | 0 | 0 | 30.6563 | 0 | 0 | 31.8569 | 0 | 0 | 31.0162 | 0 | 0 | 30.9984 | 0 | 0 | 30.9295 | 0 | 0 | 31.0526 | 0 | 0 | 31.2782 | 0 | 0 | 31.3418 | 0 | 0 | 30.2243 | 1 | 0
194 | 31.6637 | 32.0881 | 31.6273 | 31.3642 | 30.7578 | 31.7421 | 32.8141 | 31.5941 | 32.0578 | 32.5065 | 31.8759 | 0 | 0 | 31.288 | 0 | 0 | 32.2431 | 0 | 0 | 31.5002 | 0 | 0 | 31.5405 | 0 | 0 | 31.7125 | 0 | 0 | 31.7064 | 0 | 0 | 31.8391 | 0 | 0 | 31.8216 | 0 | 0 | 30.7578 | 0 | 0
195 | 31.7509 | 32.4613 | 31.0783 | 31.864 | 31.4477 | 32.0161 | 30.6584 | 32.3021 | 32.1097 | 31.9284 | 32.1061 | 0 | 0 | 31.7759 | 0 | 0 | 31.7496 | 0 | 0 | 31.7205 | 0 | 0 | 31.7697 | 0 | 0 | 31.6897 | 0 | 0 | 31.6974 | 0 | 0 | 31.7629 | 0 | 0 | 31.7617 | 0 | 0 | 31.4477 | 0 | 0
196 | 33.0872 | 31.4691 | 30.8324 | 32.2175 | 30.8221 | 32.0885 | 32.1783 | 31.0055 | 31.8183 | 31.8693 | 32.2781 | 0 | 0 | 31.7094 | 0 | 0 | 31.7178 | 0 | 0 | 31.6856 | 0 | 0 | 31.7528 | 0 | 0 | 31.5162 | 0 | 0 | 31.7126 | 0 | 0 | 31.589 | 0 | 0 | 31.7388 | 0 | 0 | 30.8221 | 0 | 0
197 | 32.4713 | 31.4517 | 31.0758 | 31.9691 | 30.2013 | 31.6491 | 32.5663 | 30.8661 | 31.1974 | 31.8084 | 31.9615 | 0 | 0 | 31.2732 | 0 | 0 | 31.6096 | 0 | 0 | 31.4338 | 0 | 0 | 31.4697 | 0 | 0 | 31.397 | 0 | 0 | 31.5313 | 0 | 0 | 31.4206 | 0 | 0 | 31.5256 | 0 | 0 | 30.2013 | 1 | 0
198 | 31.8816 | 32.79 | 31.5663 | 32.1627 | 31.6244 | 31.9874 | 30.8291 | 30.7768 | 31.1547 | 31.582 | 32.3358 | 0 | 0 | 31.9248 | 0 | 0 | 31.0857 | 0 | 0 | 32.005 | 0 | 0 | 32.0021 | 0 | 0 | 31.6767 | 0 | 0 | 31.7023 | 0 | 0 | 31.6081 | 0 | 0 | 31.6355 | 0 | 0 | 31.6244 | 0 | 0
199 | 32.6421 | 31.1464 | 32.5046 | 32.8669 | 31.861 | 32.0351 | 32.3291 | 31.6359 | 30.4269 | 31.9466 | 31.8942 | 0 | 0 | 32.2543 | 0 | 0 | 31.5846 | 0 | 0 | 32.2042 | 0 | 0 | 32.176 | 0 | 0 | 32.0541 | 0 | 0 | 32.1276 | 0 | 0 | 31.8614 | 0 | 0 | 31.9395 | 0 | 0 | 31.861 | 0 | 0
200 | 31.0622 | 32.703 | 31.9481 | 31.9518 | 31.6696 | 30.9723 | 31.3057 | 30.879 | 29.5922 | 30.7768 | 31.8826 | 0 | 0 | 31.5312 | 0 | 0 | 30.6385 | 0 | 0 | 31.8669 | 0 | 0 | 31.7178 | 0 | 0 | 31.6328 | 0 | 0 | 31.5615 | 0 | 0 | 31.311 | 0 | 0 | 31.2861 | 0 | 0 | 31.6696 | 0 | 0
201 | 30.7868 | 31.3291 | 31.6534 | 31.6663 | 31.2458 | 31.9795 | 31.377 | 31.6958 | 30.7952 | 32.0422 | 31.0579 | 0 | 0 | 31.6305 | 0 | 0 | 31.4776 | 0 | 0 | 31.3363 | 0 | 0 | 31.4435 | 0 | 0 | 31.5638 | 0 | 0 | 31.4667 | 0 | 0 | 31.5316 | 0 | 0 | 31.4571 | 0 | 0 | 31.2458 | 0 | 0
202 | 30.8817 | 30.5056 | 31.6594 | 31.3562 | 31.3469 | 31.2233 | 32.1063 | 32.1284 | 31.6514 | 30.448 | 30.6937 | 0 | 0 | 31.3088 | 0 | 0 | 31.5835 | 0 | 0 | 31.15 | 0 | 0 | 31.1622 | 0 | 0 | 31.4752 | 0 | 0 | 31.401 | 0 | 0 | 31.3806 | 0 | 0 | 31.3307 | 0 | 0 | 31.3469 | 0 | 0
203 | 30.7178 | 33.4228 | 32.4298 | 31.9417 | 31.799 | 30.915 | 29.944 | 32.0508 | 32.2235 | 31.841 | 32.0703 | 0 | 0 | 31.5519 | 0 | 0 | 31.5148 | 0 | 0 | 32.0622 | 0 | 0 | 31.871 | 0 | 0 | 31.7862 | 0 | 0 | 31.6526 | 0 | 0 | 31.8408 | 0 | 0 | 31.7285 | 0 | 0 | 31.799 | 0 | 0
204 | 30.6761 | 31.2921 | 32.8972 | 32.6463 | 32.8769 | 32.4548 | 32.0843 | 31.3299 | 31.0741 | 29.8279 | 30.9841 | 0 | 0 | 32.6593 | 0 | 1 | 31.0791 | 0 | 0 | 32.0777 | 0 | 0 | 32.1406 | 0 | 0 | 32.2259 | 0 | 0 | 32.0322 | 0 | 0 | 31.8315 | 0 | 0 | 31.716 | 0 | 0 | 32.8769 | 0 | 1
205 | 32.3829 | 31.7749 | 30.0137 | 32.3476 | 31.7719 | 30.8242 | 32.1247 | 31.8503 | 31.2877 | 32.1259 | 32.0789 | 0 | 0 | 31.6479 | 0 | 0 | 31.8471 | 0 | 0 | 31.6582 | 0 | 0 | 31.5192 | 0 | 0 | 31.5296 | 0 | 0 | 31.6363 | 0 | 0 | 31.569 | 0 | 0 | 31.6504 | 0 | 0 | 31.7719 | 0 | 0
206 | 32.9153 | 31.9685 | 31.3743 | 31.9674 | 30.777 | 30.0485 | 30.7456 | 32.3539 | 31.2554 | 32.5937 | 32.4419 | 0 | 0 | 30.9309 | 0 | 0 | 31.7371 | 0 | 0 | 31.8005 | 0 | 0 | 31.5085 | 0 | 0 | 31.3193 | 0 | 0 | 31.5188 | 0 | 0 | 31.4538 | 0 | 0 | 31.5999 | 0 | 0 | 30.777 | 0 | 0
207 | 33.0319 | 32.2975 | 31.9476 | 30.6141 | 30.3718 | 32.0229 | 31.161 | 31.0233 | 32.5009 | 32.1526 | 32.6647 | 0 | 1 | 31.0029 | 0 | 0 | 31.7094 | 0 | 0 | 31.6526 | 0 | 0 | 31.7143 | 0 | 0 | 31.3483 | 0 | 0 | 31.5588 | 0 | 0 | 31.5657 | 0 | 0 | 31.7123 | 0 | 0 | 30.3718 | 1 | 0
208 | 32.3589 | 31.3538 | 32.0499 | 31.2749 | 30.8927 | 30.6803 | 31.0395 | 32.1338 | 31.0802 | 31.9114 | 31.8564 | 0 | 0 | 30.9493 | 0 | 0 | 31.5412 | 0 | 0 | 31.5861 | 0 | 0 | 31.4351 | 0 | 0 | 31.3464 | 0 | 0 | 31.473 | 0 | 0 | 31.3796 | 0 | 0 | 31.4775 | 0 | 0 | 30.8927 | 0 | 0
209 | 31.7095 | 31.3848 | 31.2664 | 31.2701 | 32.4892 | 32.0633 | 30.6144 | 31.2137 | 33.1815 | 32.3425 | 31.5472 | 0 | 0 | 31.9408 | 0 | 0 | 31.838 | 0 | 0 | 31.624 | 0 | 0 | 31.6972 | 0 | 0 | 31.4717 | 0 | 0 | 31.5014 | 0 | 0 | 31.7584 | 0 | 0 | 31.7535 | 0 | 0 | 32.4892 | 0 | 0
210 | 31.2446 | 31.2514 | 32.26 | 31.0694 | 33.649 | 31.7095 | 32.1605 | 31.2156 | 31.7689 | 31.9118 | 31.248 | 0 | 0 | 32.1426 | 0 | 0 | 31.7642 | 0 | 0 | 31.8949 | 0 | 0 | 31.864 | 0 | 0 | 31.9022 | 0 | 0 | 31.82 | 0 | 0 | 31.8884 | 0 | 0 | 31.8241 | 0 | 0 | 33.649 | 0 | 1
211 | 32.2197 | 31.3891 | 31.2285 | 31.3361 | 33.0617 | 31.1939 | 31.5636 | 31.1832 | 32.1405 | 32.2921 | 31.8044 | 0 | 0 | 31.8639 | 0 | 0 | 31.7949 | 0 | 0 | 31.847 | 0 | 0 | 31.7382 | 0 | 0 | 31.5652 | 0 | 0 | 31.647 | 0 | 0 | 31.7098 | 0 | 0 | 31.7608 | 0 | 0 | 33.0617 | 0 | 1
212 | 32.0053 | 31.3175 | 30.6744 | 31.0355 | 31.8866 | 33.3991 | 31.86 | 31.1786 | 30.5561 | 31.6202 | 31.6614 | 0 | 0 | 32.1071 | 0 | 0 | 31.3038 | 0 | 0 | 31.3839 | 0 | 0 | 31.7197 | 0 | 0 | 31.6217 | 0 | 0 | 31.6696 | 0 | 0 | 31.5031 | 0 | 0 | 31.5533 | 0 | 0 | 31.8866 | 0 | 0
213 | 32.4459 | 32.1229 | 32.1841 | 31.2498 | 31.5033 | 31.9343 | 29.3779 | 32.5945 | 31.9836 | 31.6274 | 32.2844 | 0 | 0 | 31.5625 | 0 | 0 | 31.3958 | 0 | 0 | 31.9012 | 0 | 0 | 31.9067 | 0 | 0 | 31.5667 | 0 | 0 | 31.6766 | 0 | 0 | 31.6197 | 0 | 0 | 31.7024 | 0 | 0 | 31.5033 | 0 | 0
214 | 32.9442 | 31.9737 | 31.2454 | 32.9555 | 31.7622 | 30.9283 | 30.8469 | 30.0895 | 31.4832 | 30.7373 | 32.459 | 0 | 0 | 31.882 | 0 | 0 | 30.7892 | 0 | 0 | 32.1762 | 0 | 0 | 31.9682 | 0 | 0 | 31.4002 | 0 | 0 | 31.5932 | 0 | 0 | 31.3358 | 0 | 0 | 31.4966 | 0 | 0 | 31.7622 | 0 | 0
215 | 31.4564 | 32.6924 | 31.6745 | 31.9988 | 31.2957 | 31.2611 | 31.1186 | 31.2397 | 30.7345 | 30.5469 | 32.0744 | 0 | 0 | 31.5185 | 0 | 0 | 30.91 | 0 | 0 | 31.8235 | 0 | 0 | 31.7298 | 0 | 0 | 31.6116 | 0 | 0 | 31.5922 | 0 | 0 | 31.3958 | 0 | 0 | 31.4019 | 0 | 0 | 31.2957 | 0 | 0
216 | 31.0586 | 31.3453 | 31.4133 | 33.0604 | 31.2817 | 31.1187 | 31.1826 | 30.5936 | 31.6902 | 31.8257 | 31.2019 | 0 | 0 | 31.8203 | 0 | 0 | 31.323 | 0 | 0 | 31.6319 | 0 | 0 | 31.5463 | 0 | 0 | 31.4279 | 0 | 0 | 31.3818 | 0 | 0 | 31.5013 | 0 | 0 | 31.457 | 0 | 0 | 31.2817 | 0 | 0
217 | 32.3952 | 31.0745 | 31.728 | 31.6179 | 32.0083 | 32.6731 | 31.3865 | 31.252 | 32.2017 | 31.4294 | 31.7348 | 0 | 0 | 32.0997 | 0 | 0 | 31.5674 | 0 | 0 | 31.7648 | 0 | 0 | 31.9161 | 0 | 0 | 31.6772 | 0 | 0 | 31.7669 | 0 | 0 | 31.7079 | 0 | 0 | 31.7767 | 0 | 0 | 32.0083 | 0 | 0
218 | 31.4561 | 32.9297 | 32.0301 | 30.6253 | 31.5655 | 32.0305 | 30.7264 | 31.7523 | 32.8336 | 31.3341 | 32.1929 | 0 | 0 | 31.4071 | 0 | 0 | 31.6616 | 0 | 0 | 31.7213 | 0 | 0 | 31.7729 | 0 | 0 | 31.6657 | 0 | 0 | 31.6395 | 0 | 0 | 31.7586 | 0 | 0 | 31.7283 | 0 | 0 | 31.5655 | 0 | 0
219 | 31.6412 | 32.0935 | 33.7282 | 32.681 | 31.0389 | 31.1549 | 32.5472 | 30.2511 | 31.0214 | 31.4061 | 31.8674 | 0 | 0 | 31.6249 | 0 | 0 | 31.3064 | 0 | 0 | 32.2366 | 0 | 0 | 32.0563 | 0 | 0 | 31.9278 | 0 | 0 | 31.892 | 0 | 0 | 31.7691 | 0 | 0 | 31.7563 | 0 | 0 | 31.0389 | 0 | 0
220 | 30.3722 | 32.7701 | 30.9999 | 31.9739 | 30.9323 | 32.3247 | 31.4106 | 30.864 | 31.0081 | 31.9905 | 31.5711 | 0 | 0 | 31.7436 | 0 | 0 | 31.3183 | 0 | 0 | 31.4097 | 0 | 0 | 31.5622 | 0 | 0 | 31.6108 | 0 | 0 | 31.456 | 0 | 0 | 31.586 | 0 | 0 | 31.4646 | 0 | 0 | 30.9323 | 0 | 0
221 | 31.3008 | 31.6318 | 30.3189 | 32.2117 | 31.7361 | 32.3502 | 31.0882 | 31.9571 | 30.6935 | 31.6638 | 31.4663 | 0 | 0 | 32.0993 | 0 | 0 | 31.3507 | 0 | 0 | 31.4399 | 0 | 0 | 31.5916 | 0 | 0 | 31.6134 | 0 | 0 | 31.5744 | 0 | 0 | 31.5168 | 0 | 0 | 31.4952 | 0 | 0 | 31.7361 | 0 | 0
222 | 32.4221 | 32.0204 | 30.5628 | 30.3246 | 31.5709 | 32.1296 | 31.4143 | 32.4545 | 32.3978 | 31.4708 | 32.2212 | 0 | 0 | 31.3417 | 0 | 0 | 31.9343 | 0 | 0 | 31.3801 | 0 | 0 | 31.5051 | 0 | 0 | 31.4967 | 0 | 0 | 31.6124 | 0 | 0 | 31.594 | 0 | 0 | 31.6768 | 0 | 0 | 31.5709 | 0 | 0
223 | 30.3843 | 31.7935 | 31.6404 | 31.7513 | 30.5609 | 31.3605 | 32.8662 | 31.9667 | 32.8139 | 30.857 | 31.0889 | 0 | 0 | 31.2242 | 0 | 0 | 32.1259 | 0 | 0 | 31.2261 | 0 | 0 | 31.2485 | 0 | 0 | 31.7056 | 0 | 0 | 31.5405 | 0 | 0 | 31.7345 | 0 | 0 | 31.5995 | 0 | 0 | 30.5609 | 1 | 0
224 | 30.8413 | 31.6218 | 32.5337 | 29.9579 | 31.4202 | 31.3972 | 31.0755 | 33.0816 | 29.9613 | 31.6693 | 31.2316 | 0 | 0 | 30.9251 | 0 | 0 | 31.4469 | 0 | 0 | 31.275 | 0 | 0 | 31.2954 | 0 | 0 | 31.584 | 0 | 0 | 31.4911 | 0 | 0 | 31.4132 | 0 | 0 | 31.356 | 0 | 0 | 31.4202 | 0 | 0
225 | 30.7749 | 31.8135 | 33.034 | 30.9876 | 32.5724 | 31.6265 | 30.7332 | 32.7203 | 32.7538 | 31.6429 | 31.2942 | 0 | 0 | 31.7288 | 0 | 0 | 31.9626 | 0 | 0 | 31.8365 | 0 | 0 | 31.8015 | 0 | 0 | 31.9268 | 0 | 0 | 31.7828 | 0 | 0 | 31.9871 | 0 | 0 | 31.8659 | 0 | 0 | 32.5724 | 0 | 1
226 | 33.0796 | 31.3862 | 31.9655 | 31.6231 | 31.1136 | 31.0258 | 32.7926 | 32.4317 | 31.408 | 31.2533 | 32.2329 | 0 | 0 | 31.2542 | 0 | 0 | 31.9714 | 0 | 0 | 31.8336 | 0 | 0 | 31.699 | 0 | 0 | 31.7626 | 0 | 0 | 31.9273 | 0 | 0 | 31.6666 | 0 | 0 | 31.8079 | 0 | 0 | 31.1136 | 0 | 0
227 | 31.3107 | 31.2713 | 31.4107 | 31.9462 | 32.137 | 32.1262 | 32.0833 | 30.9946 | 32.7567 | 30.4999 | 31.291 | 0 | 0 | 32.0698 | 0 | 0 | 31.5836 | 0 | 0 | 31.6152 | 0 | 0 | 31.7003 | 0 | 0 | 31.7099 | 0 | 0 | 31.66 | 0 | 0 | 31.6918 | 0 | 0 | 31.6537 | 0 | 0 | 32.137 | 0 | 0
228 | 32.2221 | 31.1146 | 32.0706 | 31.8734 | 31.2151 | 31.0277 | 30.6503 | 31.5794 | 31.2833 | 30.9916 | 31.6683 | 0 | 0 | 31.3721 | 0 | 0 | 31.1262 | 0 | 0 | 31.6991 | 0 | 0 | 31.5872 | 0 | 0 | 31.3616 | 0 | 0 | 31.4691 | 0 | 0 | 31.3118 | 0 | 0 | 31.4028 | 0 | 0 | 31.2151 | 0 | 0
229 | 30.9825 | 31.9636 | 31.5375 | 32.4653 | 30.3917 | 32.8592 | 30.8536 | 31.4722 | 30.7918 | 31.4241 | 31.473 | 0 | 0 | 31.9054 | 0 | 0 | 31.1354 | 0 | 0 | 31.4681 | 0 | 0 | 31.7 | 0 | 0 | 31.649 | 0 | 0 | 31.5657 | 0 | 0 | 31.5288 | 0 | 0 | 31.4741 | 0 | 0 | 30.3917 | 1 | 0
230 | 31.5227 | 31.5505 | 32.0059 | 31.3191 | 31.9375 | 31.6558 | 33.1079 | 32.3763 | 32.4671 | 31.771 | 31.5366 | 0 | 0 | 31.6375 | 0 | 0 | 32.4306 | 0 | 0 | 31.6672 | 0 | 0 | 31.6653 | 0 | 0 | 31.9933 | 0 | 0 | 31.9345 | 0 | 0 | 32.0212 | 0 | 0 | 31.9714 | 0 | 0 | 31.9375 | 0 | 0
231 | 31.7036 | 30.807 | 31.6218 | 31.89 | 32.4952 | 30.4849 | 32.781 | 31.73 | 31.9941 | 32.5058 | 31.2553 | 0 | 0 | 31.6234 | 0 | 0 | 32.2527 | 0 | 0 | 31.7035 | 0 | 0 | 31.5004 | 0 | 0 | 31.6871 | 0 | 0 | 31.6892 | 0 | 0 | 31.8122 | 0 | 0 | 31.8013 | 0 | 0 | 32.4952 | 0 | 0
232 | 30.0751 | 30.7113 | 32.0675 | 32.1863 | 32.0347 | 33.2977 | 30.1217 | 31.393 | 31.2081 | 31.8719 | 30.3932 | 1 | 0 | 32.5062 | 0 | 0 | 31.1487 | 0 | 0 | 31.415 | 0 | 0 | 31.7288 | 0 | 0 | 31.6875 | 0 | 0 | 31.4859 | 0 | 0 | 31.6547 | 0 | 0 | 31.4967 | 0 | 0 | 32.0347 | 0 | 0
233 | 31.3069 | 32.1802 | 31.455 | 32.6853 | 31.2766 | 30.783 | 31.6997 | 31.3087 | 32.0251 | 32.748 | 31.7435 | 0 | 0 | 31.5816 | 0 | 0 | 31.9454 | 0 | 0 | 31.7808 | 0 | 0 | 31.6145 | 0 | 0 | 31.6269 | 0 | 0 | 31.5869 | 0 | 0 | 31.7957 | 0 | 0 | 31.7469 | 0 | 0 | 31.2766 | 0 | 0
234 | 31.9356 | 32.3447 | 30.9481 | 31.8875 | 31.7607 | 31.4552 | 31.374 | 30.5625 | 31.4382 | 31.6955 | 32.1402 | 0 | 0 | 31.7012 | 0 | 0 | 31.2675 | 0 | 0 | 31.7753 | 0 | 0 | 31.722 | 0 | 0 | 31.4761 | 0 | 0 | 31.5335 | 0 | 0 | 31.4963 | 0 | 0 | 31.5402 | 0 | 0 | 31.7607 | 0 | 0
235 | 31.9851 | 31.4284 | 31.4339 | 30.9177 | 31.3648 | 31.0605 | 31.0556 | 32.3751 | 31.4049 | 31.6336 | 31.7068 | 0 | 0 | 31.1143 | 0 | 0 | 31.6173 | 0 | 0 | 31.426 | 0 | 0 | 31.3651 | 0 | 0 | 31.3766 | 0 | 0 | 31.4526 | 0 | 0 | 31.4083 | 0 | 0 | 31.466 | 0 | 0 | 31.3648 | 0 | 0
236 | 30.7261 | 30.7093 | 32.0712 | 33.2267 | 31.8804 | 32.0686 | 31.7748 | 31.9351 | 32.1642 | 31.3804 | 30.7177 | 0 | 0 | 32.3919 | 0 | 0 | 31.8136 | 0 | 0 | 31.7227 | 0 | 0 | 31.7804 | 0 | 0 | 31.9523 | 0 | 0 | 31.799 | 0 | 0 | 31.9123 | 0 | 0 | 31.7937 | 0 | 0 | 31.8804 | 0 | 0
237 | 31.9222 | 31.3684 | 31.0768 | 31.3011 | 32.3613 | 31.8756 | 31.904 | 30.4277 | 32.5048 | 31.3104 | 31.6453 | 0 | 0 | 31.846 | 0 | 0 | 31.5367 | 0 | 0 | 31.606 | 0 | 0 | 31.6509 | 0 | 0 | 31.4736 | 0 | 0 | 31.5296 | 0 | 0 | 31.57 | 0 | 0 | 31.6052 | 0 | 0 | 32.3613 | 0 | 0
238 | 31.9649 | 31.2619 | 30.9874 | 31.6937 | 32.0062 | 31.0875 | 31.907 | 31.6054 | 31.3362 | 31.377 | 31.6134 | 0 | 0 | 31.5958 | 0 | 0 | 31.5564 | 0 | 0 | 31.5828 | 0 | 0 | 31.5003 | 0 | 0 | 31.507 | 0 | 0 | 31.5642 | 0 | 0 | 31.4736 | 0 | 0 | 31.5227 | 0 | 0 | 32.0062 | 0 | 0
239 | 30.8501 | 30.7877 | 31.7619 | 31.5259 | 32.9106 | 32.3407 | 31.9327 | 32.6249 | 31.0388 | 31.2859 | 30.8189 | 0 | 0 | 32.2591 | 0 | 0 | 31.7206 | 0 | 0 | 31.5672 | 0 | 0 | 31.6962 | 0 | 0 | 31.9835 | 0 | 0 | 31.8418 | 0 | 0 | 31.801 | 0 | 0 | 31.7059 | 0 | 0 | 32.9106 | 0 | 1
240 | 32.3109 | 32.6063 | 31.4642 | 31.6721 | 31.7364 | 31.3743 | 30.6101 | 32.2174 | 32.0358 | 31.9131 | 32.4586 | 0 | 0 | 31.5943 | 0 | 0 | 31.6941 | 0 | 0 | 31.958 | 0 | 0 | 31.8607 | 0 | 0 | 31.6687 | 0 | 0 | 31.749 | 0 | 0 | 31.7366 | 0 | 0 | 31.7941 | 0 | 0 | 31.7364 | 0 | 0
241 | 31.9114 | 32.9034 | 31.6761 | 31.4358 | 32.0847 | 31.9338 | 31.5443 | 32.4231 | 31.7266 | 30.8507 | 32.4074 | 0 | 0 | 31.8181 | 0 | 0 | 31.6362 | 0 | 0 | 32.0022 | 0 | 0 | 31.9908 | 0 | 0 | 32.0001 | 0 | 0 | 31.9891 | 0 | 0 | 31.842 | 0 | 0 | 31.849 | 0 | 0 | 32.0847 | 0 | 0
242 | 31.5524 | 31.4722 | 31.2723 | 31.7249 | 30.861 | 31.1068 | 32.1164 | 30.6483 | 31.5115 | 32.3106 | 31.5123 | 0 | 0 | 31.2309 | 0 | 0 | 31.6467 | 0 | 0 | 31.3766 | 0 | 0 | 31.3316 | 0 | 0 | 31.3146 | 0 | 0 | 31.3443 | 0 | 0 | 31.4471 | 0 | 0 | 31.4576 | 0 | 0 | 30.861 | 0 | 0
243 | 31.7276 | 32.131 | 31.4553 | 31.2542 | 31.7142 | 31.9773 | 32.7482 | 31.373 | 29.9035 | 31.7585 | 31.9293 | 0 | 0 | 31.6486 | 0 | 0 | 31.4458 | 0 | 0 | 31.6565 | 0 | 0 | 31.7099 | 0 | 0 | 31.8076 | 0 | 0 | 31.7976 | 0 | 0 | 31.5906 | 0 | 0 | 31.6043 | 0 | 0 | 31.7142 | 0 | 0
244 | 32.1492 | 31.3857 | 30.9846 | 31.1261 | 31.7835 | 31.7754 | 31.3894 | 31.9479 | 31.27 | 31.886 | 31.7675 | 0 | 0 | 31.5617 | 0 | 0 | 31.6234 | 0 | 0 | 31.4858 | 0 | 0 | 31.5341 | 0 | 0 | 31.4847 | 0 | 0 | 31.5677 | 0 | 0 | 31.5054 | 0 | 0 | 31.5698 | 0 | 0 | 31.7835 | 0 | 0
245 | 31.4072 | 32.2637 | 31.8251 | 31.2883 | 33.0551 | 32.1683 | 32.8489 | 31.2814 | 31.6007 | 31.2235 | 31.8355 | 0 | 0 | 32.1706 | 0 | 0 | 31.7386 | 0 | 0 | 31.9679 | 0 | 0 | 32.0013 | 0 | 0 | 32.1044 | 0 | 0 | 32.0173 | 0 | 0 | 31.9506 | 0 | 0 | 31.8962 | 0 | 0 | 33.0551 | 0 | 1
246 | 32.8775 | 31.4419 | 32.1915 | 31.9246 | 30.7847 | 31.6526 | 32.4711 | 32.2238 | 32.0493 | 32.2014 | 32.1597 | 0 | 0 | 31.454 | 0 | 0 | 32.2364 | 0 | 0 | 31.8441 | 0 | 0 | 31.8121 | 0 | 0 | 31.8129 | 0 | 0 | 31.946 | 0 | 0 | 31.8823 | 0 | 0 | 31.9818 | 0 | 0 | 30.7847 | 0 | 0
247 | 32.114 | 31.1014 | 31.2729 | 32.0896 | 31.4322 | 31.2119 | 30.3177 | 30.6161 | 31.6519 | 30.8322 | 31.6077 | 0 | 0 | 31.5779 | 0 | 0 | 30.8545 | 0 | 0 | 31.602 | 0 | 0 | 31.537 | 0 | 0 | 31.1489 | 0 | 0 | 31.2695 | 0 | 0 | 31.1696 | 0 | 0 | 31.264 | 0 | 0 | 31.4322 | 0 | 0
248 | 32.3838 | 31.2496 | 31.988 | 31.7462 | 31.3308 | 31.3071 | 31.1839 | 31.7395 | 32.5521 | 30.471 | 31.8167 | 0 | 0 | 31.4613 | 0 | 0 | 31.4866 | 0 | 0 | 31.7397 | 0 | 0 | 31.6676 | 0 | 0 | 31.5064 | 0 | 0 | 31.6161 | 0 | 0 | 31.5076 | 0 | 0 | 31.5952 | 0 | 0 | 31.3308 | 0 | 0
249 | 33.1221 | 31.0806 | 31.7556 | 30.3822 | 32.1671 | 32.2989 | 31.6377 | 31.3659 | 30.6277 | 32.2062 | 32.1014 | 0 | 0 | 31.6161 | 0 | 0 | 31.4594 | 0 | 0 | 31.7015 | 0 | 0 | 31.8011 | 0 | 0 | 31.5269 | 0 | 0 | 31.7263 | 0 | 0 | 31.5024 | 0 | 0 | 31.6644 | 0 | 0 | 32.1671 | 0 | 0
250 | 32.2362 | 31.2807 | 31.823 | 32.436 | 31.9271 | 32.258 | 32.1383 | 31.6983 | 31.9353 | 31.5125 | 31.7585 | 0 | 0 | 32.207 | 0 | 0 | 31.8211 | 0 | 0 | 31.9406 | 0 | 0 | 31.9935 | 0 | 0 | 31.9373 | 0 | 0 | 31.9747 | 0 | 0 | 31.8899 | 0 | 0 | 31.9245 | 0 | 0 | 31.9271 | 0 | 0
251 | 31.9694 | 31.93 | 32.2299 | 32.5287 | 31.7386 | 31.4449 | 31.4324 | 30.7821 | 32.8546 | 31.5973 | 31.9497 | 0 | 0 | 31.9041 | 0 | 0 | 31.6666 | 0 | 0 | 32.0793 | 0 | 0 | 31.9736 | 0 | 0 | 31.7267 | 0 | 0 | 31.757 | 0 | 0 | 31.8376 | 0 | 0 | 31.8508 | 0 | 0 | 31.7386 | 0 | 0
252 | 31.3125 | 31.7543 | 31.2176 | 31.455 | 31.7558 | 31.2199 | 32.7322 | 31.0285 | 30.5622 | 30.8532 | 31.5334 | 0 | 0 | 31.4769 | 0 | 0 | 31.294 | 0 | 0 | 31.499 | 0 | 0 | 31.4525 | 0 | 0 | 31.5948 | 0 | 0 | 31.5595 | 0 | 0 | 31.3976 | 0 | 0 | 31.3891 | 0 | 0 | 31.7558 | 0 | 0
253 | 31.528 | 31.6964 | 31.8901 | 31.95 | 32.2987 | 31.2969 | 31.5626 | 31.9375 | 31.0206 | 30.6016 | 31.6122 | 0 | 0 | 31.8485 | 0 | 0 | 31.2806 | 0 | 0 | 31.8726 | 0 | 0 | 31.7767 | 0 | 0 | 31.8046 | 0 | 0 | 31.77 | 0 | 0 | 31.5838 | 0 | 0 | 31.5782 | 0 | 0 | 32.2987 | 0 | 0
254 | 31.8754 | 31.1634 | 32.0704 | 31.243 | 31.5579 | 30.6197 | 31.6945 | 31.7411 | 31.2983 | 31.7777 | 31.5194 | 0 | 0 | 31.1402 | 0 | 0 | 31.6279 | 0 | 0 | 31.582 | 0 | 0 | 31.4216 | 0 | 0 | 31.4414 | 0 | 0 | 31.4957 | 0 | 0 | 31.4629 | 0 | 0 | 31.5041 | 0 | 0 | 31.5579 | 0 | 0
255 | 31.9929 | 32.9965 | 33.0187 | 31.1374 | 31.2149 | 32.1031 | 31.4555 | 30.567 | 30.5285 | 30.8438 | 32.4947 | 0 | 0 | 31.4851 | 0 | 0 | 30.8487 | 0 | 0 | 32.0721 | 0 | 0 | 32.0772 | 0 | 0 | 31.7847 | 0 | 0 | 31.8107 | 0 | 0 | 31.5406 | 0 | 0 | 31.5858 | 0 | 0 | 31.2149 | 0 | 0
256 | 32.0049 | 31.1058 | 31.6055 | 31.6461 | 30.1999 | 30.6803 | 31.6873 | 31.4104 | 32.4246 | 31.2977 | 31.5553 | 0 | 0 | 30.8421 | 0 | 0 | 31.705 | 0 | 0 | 31.3124 | 0 | 0 | 31.2071 | 0 | 0 | 31.1908 | 0 | 0 | 31.2925 | 0 | 0 | 31.3397 | 0 | 0 | 31.4063 | 0 | 0 | 30.1999 | 1 | 0
257 | 32.2423 | 31.427 | 31.568 | 32.0048 | 31.298 | 32.5794 | 31.8939 | 31.9878 | 31.0322 | 32.8352 | 31.8346 | 0 | 0 | 31.9608 | 0 | 0 | 31.9373 | 0 | 0 | 31.708 | 0 | 0 | 31.8533 | 0 | 0 | 31.8227 | 0 | 0 | 31.8752 | 0 | 0 | 31.8474 | 0 | 0 | 31.8869 | 0 | 0 | 31.298 | 0 | 0
258 | 31.3414 | 32.7005 | 30.8595 | 31.4486 | 32.5262 | 32.051 | 32.4832 | 32.1215 | 31.5206 | 31.5126 | 32.021 | 0 | 0 | 32.0086 | 0 | 0 | 31.9095 | 0 | 0 | 31.7752 | 0 | 0 | 31.8212 | 0 | 0 | 32.0272 | 0 | 0 | 31.9415 | 0 | 0 | 31.9137 | 0 | 0 | 31.8565 | 0 | 0 | 32.5262 | 0 | 0
259 | 31.8992 | 31.14 | 32.1308 | 32.5934 | 32.0137 | 31.9012 | 32.9902 | 29.9695 | 32.5427 | 31.3461 | 31.5196 | 0 | 0 | 32.1695 | 0 | 0 | 31.7121 | 0 | 0 | 31.9554 | 0 | 0 | 31.9464 | 0 | 0 | 31.8198 | 0 | 0 | 31.8298 | 0 | 0 | 31.8475 | 0 | 0 | 31.8527 | 0 | 0 | 32.0137 | 0 | 0
260 | 31.6687 | 30.7639 | 33.255 | 32.2844 | 32.0793 | 31.5399 | 32.0687 | 32.8075 | 30.705 | 31.9023 | 31.2163 | 0 | 0 | 31.9679 | 0 | 0 | 31.8709 | 0 | 0 | 32.0102 | 0 | 0 | 31.9319 | 0 | 0 | 32.1141 | 0 | 0 | 32.0584 | 0 | 0 | 31.934 | 0 | 0 | 31.9075 | 0 | 0 | 32.0793 | 0 | 0
261 | 31.3808 | 33.3666 | 30.5442 | 31.1078 | 31.9967 | 32.7979 | 30.7027 | 31.5133 | 31.7308 | 31.7089 | 32.3737 | 0 | 0 | 31.9675 | 0 | 0 | 31.4139 | 0 | 0 | 31.6792 | 0 | 0 | 31.8657 | 0 | 0 | 31.7185 | 0 | 0 | 31.6762 | 0 | 0 | 31.7188 | 0 | 0 | 31.685 | 0 | 0 | 31.9967 | 0 | 0
262 | 31.3174 | 32.5695 | 30.2366 | 30.1469 | 31.2943 | 32.8753 | 31.9377 | 32.1028 | 31.1761 | 33.3112 | 31.9435 | 0 | 0 | 31.4388 | 0 | 0 | 32.132 | 0 | 0 | 31.1129 | 0 | 0 | 31.4067 | 0 | 0 | 31.5947 | 0 | 0 | 31.5601 | 0 | 0 | 31.7389 | 0 | 0 | 31.6968 | 0 | 0 | 31.2943 | 0 | 0
263 | 30.0191 | 30.8674 | 31.5732 | 32.5785 | 31.7493 | 32.0303 | 31.248 | 30.5038 | 32.7398 | 31.28 | 30.4433 | 1 | 0 | 32.1194 | 0 | 0 | 31.4429 | 0 | 0 | 31.3575 | 0 | 0 | 31.4696 | 0 | 0 | 31.5072 | 0 | 0 | 31.3212 | 0 | 0 | 31.6189 | 0 | 0 | 31.4589 | 0 | 0 | 31.7493 | 0 | 0
264 | 32.0109 | 31.7137 | 30.8488 | 30.829 | 32.1888 | 32.0936 | 32.081 | 31.6169 | 31.9893 | 31.1339 | 31.8623 | 0 | 0 | 31.7038 | 0 | 0 | 31.7053 | 0 | 0 | 31.5183 | 0 | 0 | 31.6141 | 0 | 0 | 31.6245 | 0 | 0 | 31.6728 | 0 | 0 | 31.6106 | 0 | 0 | 31.6506 | 0 | 0 | 32.1888 | 0 | 0
265 | 32.6421 | 31.8063 | 32.2988 | 31.9039 | 30.4119 | 32.1294 | 31.8518 | 32.168 | 31.2728 | 32.3212 | 32.2242 | 0 | 0 | 31.4818 | 0 | 0 | 31.9034 | 0 | 0 | 31.8126 | 0 | 0 | 31.8654 | 0 | 0 | 31.7958 | 0 | 0 | 31.9015 | 0 | 0 | 31.796 | 0 | 0 | 31.8806 | 0 | 0 | 30.4119 | 1 | 0
266 | 31.4844 | 30.9916 | 31.0759 | 32.9278 | 31.794 | 33.003 | 31.3542 | 32.1519 | 31.0106 | 31.438 | 31.238 | 0 | 0 | 32.5749 | 0 | 1 | 31.4887 | 0 | 0 | 31.6547 | 0 | 0 | 31.8795 | 0 | 0 | 31.8998 | 0 | 0 | 31.8479 | 0 | 0 | 31.7497 | 0 | 0 | 31.7232 | 0 | 0 | 31.794 | 0 | 0
267 | 31.2968 | 31.0456 | 30.6699 | 31.4475 | 32.0891 | 31.1962 | 30.2485 | 31.2567 | 30.8831 | 31.7283 | 31.1712 | 0 | 0 | 31.5776 | 0 | 0 | 31.0292 | 0 | 0 | 31.3098 | 0 | 0 | 31.2909 | 0 | 0 | 31.1362 | 0 | 0 | 31.1563 | 0 | 0 | 31.1739 | 0 | 0 | 31.1862 | 0 | 0 | 32.0891 | 0 | 0
268 | 31.0938 | 31.5535 | 32.704 | 31.9195 | 32.2896 | 32.4766 | 31.2374 | 30.916 | 31.8367 | 31.3291 | 31.3237 | 0 | 0 | 32.2286 | 0 | 0 | 31.3298 | 0 | 0 | 31.9121 | 0 | 0 | 32.0062 | 0 | 0 | 31.8709 | 0 | 0 | 31.7738 | 0 | 0 | 31.8069 | 0 | 0 | 31.7356 | 0 | 0 | 32.2896 | 0 | 0
269 | 31.1709 | 31.332 | 32.0525 | 31.8528 | 33.2898 | 31.3351 | 30.917 | 32.6521 | 31.2947 | 31.7407 | 31.2515 | 0 | 0 | 32.1592 | 0 | 0 | 31.6511 | 0 | 0 | 31.9396 | 0 | 0 | 31.8389 | 0 | 0 | 31.9188 | 0 | 0 | 31.8253 | 0 | 0 | 31.8296 | 0 | 0 | 31.7638 | 0 | 0 | 33.2898 | 0 | 1
270 | 30.479 | 31.6368 | 30.6814 | 32.3361 | 31.9763 | 31.959 | 31.0365 | 32.7098 | 31.4777 | 31.9143 | 31.0579 | 0 | 0 | 32.0905 | 0 | 0 | 31.7846 | 0 | 0 | 31.4219 | 0 | 0 | 31.5114 | 0 | 0 | 31.7623 | 0 | 0 | 31.6019 | 0 | 0 | 31.7475 | 0 | 0 | 31.6207 | 0 | 0 | 31.9763 | 0 | 0
271 | 31.5678 | 32.8578 | 31.6175 | 29.3596 | 33.4854 | 31.5517 | 32.9462 | 32.0675 | 30.2122 | 32.1083 | 32.2128 | 0 | 0 | 31.4656 | 0 | 0 | 31.8335 | 0 | 0 | 31.7776 | 0 | 0 | 31.74 | 0 | 0 | 31.9837 | 0 | 0 | 31.9317 | 0 | 0 | 31.8007 | 0 | 0 | 31.7774 | 0 | 0 | 33.4854 | 0 | 1
272 | 31.9075 | 32.7978 | 32.8457 | 32.2627 | 32.1829 | 31.156 | 32.2671 | 32.0188 | 32.9012 | 32.5454 | 32.3527 | 0 | 0 | 31.8672 | 0 | 0 | 32.4331 | 0 | 0 | 32.3993 | 0 | 0 | 32.1921 | 0 | 0 | 32.2187 | 0 | 0 | 32.1798 | 0 | 0 | 32.3309 | 0 | 0 | 32.2885 | 0 | 0 | 32.1829 | 0 | 0
273 | 32.0799 | 30.6337 | 30.9161 | 30.6773 | 31.6449 | 31.5827 | 31.8244 | 31.6479 | 31.6579 | 31.4925 | 31.3568 | 0 | 0 | 31.3016 | 0 | 0 | 31.6557 | 0 | 0 | 31.1904 | 0 | 0 | 31.2558 | 0 | 0 | 31.2753 | 0 | 0 | 31.3759 | 0 | 0 | 31.3419 | 0 | 0 | 31.4157 | 0 | 0 | 31.6449 | 0 | 0
274 | 32.5012 | 30.7613 | 31.3268 | 32.0663 | 31.2868 | 32.573 | 31.6477 | 32.5664 | 32.0178 | 31.4417 | 31.6312 | 0 | 0 | 31.9754 | 0 | 0 | 31.9184 | 0 | 0 | 31.5885 | 0 | 0 | 31.7526 | 0 | 0 | 31.7469 | 0 | 0 | 31.8412 | 0 | 0 | 31.7431 | 0 | 0 | 31.8189 | 0 | 0 | 31.2868 | 0 | 0
275 | 31.6751 | 31.8351 | 31.278 | 31.2624 | 31.1253 | 31.6188 | 30.6704 | 30.727 | 31.7251 | 30.4982 | 31.7551 | 0 | 0 | 31.3355 | 0 | 0 | 30.9052 | 0 | 0 | 31.4351 | 0 | 0 | 31.4658 | 0 | 0 | 31.2167 | 0 | 0 | 31.274 | 0 | 0 | 31.1934 | 0 | 0 | 31.2415 | 0 | 0 | 31.1253 | 0 | 0
276 | 32.3163 | 30.4187 | 32.4785 | 30.7035 | 31.6286 | 31.9206 | 31.1583 | 31.4189 | 31.5492 | 31.3834 | 31.3675 | 0 | 0 | 31.4176 | 0 | 0 | 31.3775 | 0 | 0 | 31.5091 | 0 | 0 | 31.5777 | 0 | 0 | 31.3896 | 0 | 0 | 31.5054 | 0 | 0 | 31.4066 | 0 | 0 | 31.4976 | 0 | 0 | 31.6286 | 0 | 0
277 | 31.3375 | 32.793 | 31.733 | 31.7104 | 31.2742 | 31.5051 | 31.4958 | 32.4204 | 31.8442 | 31.7853 | 32.0653 | 0 | 0 | 31.4966 | 0 | 0 | 31.8864 | 0 | 0 | 31.7696 | 0 | 0 | 31.7255 | 0 | 0 | 31.8474 | 0 | 0 | 31.7837 | 0 | 0 | 31.8401 | 0 | 0 | 31.7899 | 0 | 0 | 31.2742 | 0 | 0
278 | 31.052 | 30.9585 | 31.0928 | 31.9866 | 32.4406 | 31.9301 | 30.7331 | 31.7604 | 30.9795 | 32.6945 | 31.0053 | 0 | 0 | 32.1191 | 0 | 0 | 31.5419 | 0 | 0 | 31.5061 | 0 | 0 | 31.5768 | 0 | 0 | 31.5574 | 0 | 0 | 31.4942 | 0 | 0 | 31.6196 | 0 | 0 | 31.5628 | 0 | 0 | 32.4406 | 0 | 0
279 | 31.9631 | 31.458 | 30.7575 | 32.5542 | 31.9393 | 31.9958 | 32.7459 | 31.6983 | 30.1455 | 32.1922 | 31.7105 | 0 | 0 | 32.1631 | 0 | 0 | 31.6955 | 0 | 0 | 31.7344 | 0 | 0 | 31.778 | 0 | 0 | 31.8784 | 0 | 0 | 31.889 | 0 | 0 | 31.7207 | 0 | 0 | 31.745 | 0 | 0 | 31.9393 | 0 | 0
280 | 31.1095 | 31.18 | 31.4019 | 31.5388 | 31.8452 | 31.1559 | 31.7843 | 31.3087 | 32.6063 | 31.9725 | 31.1448 | 0 | 0 | 31.5133 | 0 | 0 | 31.918 | 0 | 0 | 31.4151 | 0 | 0 | 31.3719 | 0 | 0 | 31.4593 | 0 | 0 | 31.4156 | 0 | 0 | 31.6437 | 0 | 0 | 31.5903 | 0 | 0 | 31.8452 | 0 | 0
281 | 32.3456 | 33.153 | 31.5095 | 31.5288 | 30.6705 | 31.5632 | 31.684 | 31.8139 | 31.1125 | 32.0353 | 32.7493 | 0 | 1 | 31.2542 | 0 | 0 | 31.6614 | 0 | 0 | 31.8415 | 0 | 0 | 31.7951 | 0 | 0 | 31.7033 | 0 | 0 | 31.7836 | 0 | 0 | 31.6745 | 0 | 0 | 31.7416 | 0 | 0 | 30.6705 | 0 | 0
282 | 31.3121 | 32.9718 | 31.4239 | 29.9399 | 32.8849 | 31.3148 | 31.0597 | 31.0614 | 31.9835 | 30.7282 | 32.142 | 0 | 0 | 31.3799 | 0 | 0 | 31.2082 | 0 | 0 | 31.7065 | 0 | 0 | 31.6412 | 0 | 0 | 31.5224 | 0 | 0 | 31.4961 | 0 | 0 | 31.4854 | 0 | 0 | 31.468 | 0 | 0 | 32.8849 | 0 | 1
283 | 33.3342 | 32.1834 | 32.5177 | 32.543 | 30.2694 | 30.1579 | 32.6672 | 30.3182 | 31.6214 | 32.5745 | 32.7588 | 0 | 1 | 30.9901 | 0 | 0 | 31.7953 | 0 | 0 | 32.1696 | 0 | 0 | 31.8343 | 0 | 0 | 31.5224 | 0 | 0 | 31.7489 | 0 | 0 | 31.6503 | 0 | 0 | 31.8187 | 0 | 0 | 30.2694 | 1 | 0
284 | 32.1027 | 32.6544 | 31.01 | 29.6675 | 32.7434 | 33.2951 | 32.4592 | 31.4016 | 31.5319 | 31.9826 | 32.3786 | 0 | 0 | 31.902 | 0 | 0 | 31.8438 | 0 | 0 | 31.6356 | 0 | 0 | 31.9122 | 0 | 0 | 31.8902 | 0 | 0 | 31.9167 | 0 | 0 | 31.8606 | 0 | 0 | 31.8848 | 0 | 0 | 32.7434 | 0 | 1
285 | 32.1277 | 31.469 | 31.5622 | 32.332 | 31.4539 | 32.4412 | 31.5213 | 32.0137 | 31.8574 | 32.2767 | 31.7983 | 0 | 0 | 32.0757 | 0 | 0 | 31.9173 | 0 | 0 | 31.789 | 0 | 0 | 31.8977 | 0 | 0 | 31.8276 | 0 | 0 | 31.8651 | 0 | 0 | 31.8808 | 0 | 0 | 31.9055 | 0 | 0 | 31.4539 | 0 | 0
286 | 31.9867 | 33.0585 | 32.8102 | 31.8103 | 31.5408 | 30.6893 | 30.6611 | 32.0095 | 30.4238 | 31.8378 | 32.5226 | 0 | 0 | 31.3468 | 0 | 0 | 31.233 | 0 | 0 | 32.2413 | 0 | 0 | 31.9826 | 0 | 0 | 31.7971 | 0 | 0 | 31.8208 | 0 | 0 | 31.649 | 0 | 0 | 31.6828 | 0 | 0 | 31.5408 | 0 | 0
287 | 31.0164 | 33.1728 | 32.1952 | 31.3113 | 32.1681 | 31.5716 | 31.848 | 31.6906 | 32.119 | 31.5345 | 32.0946 | 0 | 0 | 31.6837 | 0 | 0 | 31.798 | 0 | 0 | 31.9728 | 0 | 0 | 31.9059 | 0 | 0 | 31.9939 | 0 | 0 | 31.8717 | 0 | 0 | 31.9568 | 0 | 0 | 31.8627 | 0 | 0 | 32.1681 | 0 | 0
288 | 31.357 | 31.9168 | 31.7115 | 33.1596 | 30.7272 | 30.8234 | 30.3532 | 32.2931 | 31.3476 | 33.0486 | 31.6369 | 0 | 0 | 31.57 | 0 | 0 | 31.7606 | 0 | 0 | 31.7744 | 0 | 0 | 31.6159 | 0 | 0 | 31.5692 | 0 | 0 | 31.5427 | 0 | 0 | 31.709 | 0 | 0 | 31.6738 | 0 | 0 | 30.7272 | 0 | 0
289 | 32.1475 | 30.5158 | 31.9638 | 31.5698 | 32.0215 | 31.7666 | 31.8863 | 32.61 | 30.4072 | 31.1587 | 31.3316 | 0 | 0 | 31.786 | 0 | 0 | 31.5155 | 0 | 0 | 31.6437 | 0 | 0 | 31.6642 | 0 | 0 | 31.762 | 0 | 0 | 31.8101 | 0 | 0 | 31.5444 | 0 | 0 | 31.6047 | 0 | 0 | 32.0215 | 0 | 0
290 | 31.1151 | 31.49 | 32.1388 | 31.6421 | 32.066 | 32.1485 | 31.9337 | 31.9753 | 31.1297 | 31.0422 | 31.3025 | 0 | 0 | 31.9522 | 0 | 0 | 31.5202 | 0 | 0 | 31.6904 | 0 | 0 | 31.7667 | 0 | 0 | 31.9135 | 0 | 0 | 31.8137 | 0 | 0 | 31.7296 | 0 | 0 | 31.6681 | 0 | 0 | 32.066 | 0 | 0
291 | 31.5162 | 31.4638 | 32.1626 | 32.2342 | 31.4564 | 31.1832 | 30.9924 | 33.6831 | 30.9039 | 31.3831 | 31.49 | 0 | 0 | 31.6246 | 0 | 0 | 31.7406 | 0 | 0 | 31.7667 | 0 | 0 | 31.6694 | 0 | 0 | 31.8823 | 0 | 0 | 31.8365 | 0 | 0 | 31.7181 | 0 | 0 | 31.6979 | 0 | 0 | 31.4564 | 0 | 0
292 | 31.7847 | 32.2959 | 32.1065 | 31.0128 | 31.4096 | 31.8048 | 31.9762 | 31.4538 | 32.4953 | 32.1129 | 32.0403 | 0 | 0 | 31.4091 | 0 | 0 | 32.0096 | 0 | 0 | 31.7219 | 0 | 0 | 31.7357 | 0 | 0 | 31.7228 | 0 | 0 | 31.7305 | 0 | 0 | 31.852 | 0 | 0 | 31.8453 | 0 | 0 | 31.4096 | 0 | 0
293 | 31.9721 | 32.4717 | 32.8295 | 32.7002 | 30.8598 | 31.6013 | 31.5239 | 31.8733 | 31.2698 | 31.3716 | 32.2219 | 0 | 0 | 31.7204 | 0 | 0 | 31.5096 | 0 | 0 | 32.1667 | 0 | 0 | 32.0724 | 0 | 0 | 31.98 | 0 | 0 | 31.979 | 0 | 0 | 31.8335 | 0 | 0 | 31.8473 | 0 | 0 | 30.8598 | 0 | 0
294 | 31.4975 | 31.5353 | 31.1864 | 30.7796 | 30.0046 | 31.9908 | 31.627 | 30.9518 | 31.596 | 31.6692 | 31.5164 | 0 | 0 | 30.925 | 0 | 0 | 31.461 | 0 | 0 | 31.0007 | 0 | 0 | 31.1657 | 0 | 0 | 31.1536 | 0 | 0 | 31.1966 | 0 | 0 | 31.2601 | 0 | 0 | 31.2838 | 0 | 0 | 30.0046 | 1 | 0
295 | 30.9014 | 31.7321 | 32.0769 | 31.2019 | 31.2398 | 31.9319 | 31.7513 | 30.9067 | 31.3288 | 31.3435 | 31.3167 | 0 | 0 | 31.4579 | 0 | 0 | 31.3326 | 0 | 0 | 31.4304 | 0 | 0 | 31.514 | 0 | 0 | 31.5487 | 0 | 0 | 31.4678 | 0 | 0 | 31.5015 | 0 | 0 | 31.4414 | 0 | 0 | 31.2398 | 0 | 0
296 | 31.9401 | 30.2191 | 31.9484 | 31.8467 | 32.3683 | 31.787 | 32.154 | 31.1737 | 30.5068 | 31.85 | 31.0796 | 0 | 0 | 32.0007 | 0 | 0 | 31.4211 | 0 | 0 | 31.6645 | 0 | 0 | 31.6849 | 0 | 0 | 31.6425 | 0 | 0 | 31.6797 | 0 | 0 | 31.5393 | 0 | 0 | 31.5794 | 0 | 0 | 32.3683 | 0 | 0
297 | 30.438 | 32.5654 | 31.5163 | 32.227 | 31.8543 | 31.7555 | 31.5311 | 31.9915 | 32.4654 | 31.6031 | 31.5017 | 0 | 0 | 31.9456 | 0 | 0 | 31.8978 | 0 | 0 | 31.7202 | 0 | 0 | 31.7261 | 0 | 0 | 31.9202 | 0 | 0 | 31.7349 | 0 | 0 | 31.9455 | 0 | 0 | 31.7948 | 0 | 0 | 31.8543 | 0 | 0
298 | 30.484 | 30.946 | 30.9314 | 31.4575 | 30.1938 | 32.5498 | 30.9878 | 32.4788 | 32.1439 | 32.0267 | 30.715 | 0 | 0 | 31.4004 | 0 | 0 | 31.9093 | 0 | 0 | 30.8025 | 0 | 0 | 31.0938 | 0 | 0 | 31.3636 | 0 | 0 | 31.2536 | 0 | 0 | 31.524 | 0 | 0 | 31.42 | 0 | 0 | 30.1938 | 1 | 0
299 | 30.9019 | 30.9423 | 30.6713 | 31.5298 | 30.6327 | 32.1458 | 32.2575 | 31.6491 | 30.3556 | 30.7896 | 30.9221 | 0 | 0 | 31.4361 | 0 | 0 | 31.2629 | 0 | 0 | 30.9356 | 0 | 0 | 31.1373 | 0 | 0 | 31.4041 | 0 | 0 | 31.3413 | 0 | 0 | 31.2193 | 0 | 0 | 31.1876 | 0 | 0 | 30.6327 | 0 | 0
300 | 33.2539 | 31.7185 | 32.3114 | 32.661 | 31.356 | 31.6286 | 32.5556 | 30.2702 | 31.2041 | 31.7965 | 32.4862 | 0 | 0 | 31.8818 | 0 | 0 | 31.4566 | 0 | 0 | 32.2601 | 0 | 0 | 32.1549 | 0 | 0 | 31.7859 | 0 | 0 | 31.9694 | 0 | 0 | 31.7224 | 0 | 0 | 31.8756 | 0 | 0 | 31.356 | 0 | 0
301 | 31.374 | 30.971 | 32.04 | 31.579 | 31.4328 | 32.6063 | 31.9802 | 32.196 | 31.6508 | 30.7693 | 31.1725 | 0 | 0 | 31.8727 | 0 | 0 | 31.6491 | 0 | 0 | 31.4794 | 0 | 0 | 31.6672 | 0 | 0 | 31.8293 | 0 | 0 | 31.7724 | 0 | 0 | 31.6917 | 0 | 0 | 31.6599 | 0 | 0 | 31.4328 | 0 | 0
302 | 31.2297 | 30.3064 | 32.5159 | 31.0721 | 31.7993 | 32.0869 | 31.6502 | 31.2345 | 31.5309 | 30.46 | 30.7681 | 0 | 0 | 31.6528 | 0 | 0 | 31.2189 | 0 | 0 | 31.3847 | 0 | 0 | 31.5017 | 0 | 0 | 31.5236 | 0 | 0 | 31.4869 | 0 | 0 | 31.4062 | 0 | 0 | 31.3886 | 0 | 0 | 31.7993 | 0 | 0
303 | 30.9948 | 31.3746 | 30.6437 | 32.5092 | 32.4672 | 31.2863 | 32.5829 | 31.8047 | 32.4287 | 31.196 | 31.1847 | 0 | 0 | 32.0876 | 0 | 0 | 32.0031 | 0 | 0 | 31.5979 | 0 | 0 | 31.546 | 0 | 0 | 31.8098 | 0 | 0 | 31.7079 | 0 | 0 | 31.8104 | 0 | 0 | 31.7288 | 0 | 0 | 32.4672 | 0 | 0
304 | 31.489 | 31.1736 | 32.32 | 32.3692 | 32.9287 | 30.8545 | 30.4997 | 31.943 | 30.2222 | 31.8635 | 31.3313 | 0 | 0 | 32.0508 | 0 | 0 | 31.1321 | 0 | 0 | 32.0561 | 0 | 0 | 31.8558 | 0 | 0 | 31.7269 | 0 | 0 | 31.6972 | 0 | 0 | 31.5749 | 0 | 0 | 31.5663 | 0 | 0 | 32.9287 | 0 | 1
305 | 32.3497 | 32.8216 | 32.786 | 31.0976 | 32.456 | 31.4965 | 30.9156 | 30.6868 | 31.2329 | 31.4468 | 32.5856 | 0 | 1 | 31.6834 | 0 | 0 | 31.0705 | 0 | 0 | 32.3022 | 0 | 0 | 32.1679 | 0 | 0 | 31.7514 | 0 | 0 | 31.8262 | 0 | 0 | 31.66 | 0 | 0 | 31.7289 | 0 | 0 | 32.456 | 0 | 0
306 | 31.0514 | 31.6402 | 31.6996 | 30.9873 | 30.1024 | 31.4965 | 31.992 | 32.48 | 30.812 | 31.1524 | 31.3458 | 0 | 0 | 30.8621 | 0 | 0 | 31.6091 | 0 | 0 | 31.0962 | 0 | 0 | 31.1629 | 0 | 0 | 31.4854 | 0 | 0 | 31.4312 | 0 | 0 | 31.3736 | 0 | 0 | 31.3414 | 0 | 0 | 30.1024 | 1 | 0
307 | 32.6149 | 32.307 | 31.6038 | 31.8158 | 31.3229 | 32.4194 | 31.8537 | 30.661 | 31.6128 | 31.5208 | 32.461 | 0 | 0 | 31.8527 | 0 | 0 | 31.4121 | 0 | 0 | 31.9329 | 0 | 0 | 32.014 | 0 | 0 | 31.7119 | 0 | 0 | 31.8248 | 0 | 0 | 31.6797 | 0 | 0 | 31.7732 | 0 | 0 | 31.3229 | 0 | 0
308 | 32.9066 | 30.4417 | 31.2023 | 32.4643 | 31.1531 | 31.6557 | 31.7928 | 31.7871 | 31.9185 | 32.1101 | 31.6742 | 0 | 0 | 31.7577 | 0 | 0 | 31.9022 | 0 | 0 | 31.6336 | 0 | 0 | 31.6373 | 0 | 0 | 31.4996 | 0 | 0 | 31.6755 | 0 | 0 | 31.614 | 0 | 0 | 31.7432 | 0 | 0 | 31.1531 | 0 | 0
309 | 31.2427 | 31.7694 | 30.7716 | 30.9864 | 30.0385 | 30.2262 | 31.68 | 31.2248 | 31.4316 | 31.9839 | 31.5061 | 0 | 0 | 30.417 | 1 | 0 | 31.5801 | 0 | 0 | 30.9617 | 0 | 0 | 30.8391 | 0 | 0 | 30.9567 | 0 | 0 | 30.9924 | 0 | 0 | 31.1236 | 0 | 0 | 31.1355 | 0 | 0 | 30.0385 | 1 | 0
310 | 31.3444 | 30.4455 | 31.1844 | 31.3753 | 31.7894 | 30.8952 | 31.6407 | 31.7938 | 31.0644 | 31.4666 | 30.895 | 0 | 0 | 31.3533 | 0 | 0 | 31.4914 | 0 | 0 | 31.2278 | 0 | 0 | 31.1724 | 0 | 0 | 31.3035 | 0 | 0 | 31.3086 | 0 | 0 | 31.295 | 0 | 0 | 31.3 | 0 | 0 | 31.7894 | 0 | 0
311 | 30.6018 | 30.6375 | 30.0916 | 29.9989 | 32.1504 | 31.59 | 30.3327 | 30.8941 | 31.9031 | 32.4719 | 30.6197 | 1 | 0 | 31.2464 | 0 | 0 | 31.4004 | 0 | 0 | 30.6961 | 0 | 0 | 30.845 | 0 | 0 | 30.8136 | 0 | 0 | 30.7871 | 0 | 0 | 31.1189 | 0 | 0 | 31.0672 | 0 | 0 | 32.1504 | 0 | 0
312 | 31.7798 | 32.3408 | 31.1281 | 32.4414 | 32.0925 | 31.3155 | 31.3251 | 31.0332 | 31.963 | 33.2195 | 32.0603 | 0 | 0 | 31.9498 | 0 | 0 | 31.8852 | 0 | 0 | 31.9565 | 0 | 0 | 31.8497 | 0 | 0 | 31.6681 | 0 | 0 | 31.682 | 0 | 0 | 31.8732 | 0 | 0 | 31.8639 | 0 | 0 | 32.0925 | 0 | 0
313 | 31.7709 | 32.2041 | 31.5951 | 30.6206 | 31.578 | 32.2058 | 32.2299 | 31.5206 | 31.6871 | 30.2721 | 31.9875 | 0 | 0 | 31.4681 | 0 | 0 | 31.4274 | 0 | 0 | 31.5538 | 0 | 0 | 31.6624 | 0 | 0 | 31.7077 | 0 | 0 | 31.7156 | 0 | 0 | 31.5459 | 0 | 0 | 31.5684 | 0 | 0 | 31.578 | 0 | 0
314 | 32.7217 | 32.1714 | 31.7426 | 31.71 | 32.7098 | 31.1897 | 31.838 | 32.3485 | 31.1198 | 30.7189 | 32.4465 | 0 | 0 | 31.8698 | 0 | 0 | 31.5063 | 0 | 0 | 32.2111 | 0 | 0 | 32.0409 | 0 | 0 | 31.9586 | 0 | 0 | 32.054 | 0 | 0 | 31.7276 | 0 | 0 | 31.827 | 0 | 0 | 32.7098 | 0 | 1
315 | 31.5301 | 31.1476 | 32.3748 | 30.5419 | 31.7316 | 32.6252 | 31.2547 | 32.289 | 31.511 | 30.4539 | 31.3388 | 0 | 0 | 31.6329 | 0 | 0 | 31.3772 | 0 | 0 | 31.4652 | 0 | 0 | 31.6585 | 0 | 0 | 31.7093 | 0 | 0 | 31.6869 | 0 | 0 | 31.5477 | 0 | 0 | 31.546 | 0 | 0 | 31.7316 | 0 | 0
316 | 32.3174 | 31.6968 | 31.4144 | 32.3253 | 31.7519 | 32.1509 | 32.5833 | 30.547 | 31.4797 | 31.6687 | 32.0071 | 0 | 0 | 32.076 | 0 | 0 | 31.5697 | 0 | 0 | 31.9011 | 0 | 0 | 31.9428 | 0 | 0 | 31.7814 | 0 | 0 | 31.8484 | 0 | 0 | 31.7353 | 0 | 0 | 31.7935 | 0 | 0 | 31.7519 | 0 | 0
317 | 32.2546 | 32.8702 | 31.9811 | 31.2088 | 31.1856 | 30.5573 | 31.5484 | 30.2033 | 31.2679 | 31.9072 | 32.5624 | 0 | 1 | 30.9839 | 0 | 0 | 31.2317 | 0 | 0 | 31.9001 | 0 | 0 | 31.6763 | 0 | 0 | 31.3649 | 0 | 0 | 31.4762 | 0 | 0 | 31.4144 | 0 | 0 | 31.4984 | 0 | 0 | 31.1856 | 0 | 0
318 | 33.404 | 30.3631 | 31.1026 | 31.0658 | 32.093 | 31.0517 | 31.036 | 31.3653 | 31.8105 | 31.6263 | 31.8836 | 0 | 0 | 31.4035 | 0 | 0 | 31.4595 | 0 | 0 | 31.6057 | 0 | 0 | 31.5134 | 0 | 0 | 31.1539 | 0 | 0 | 31.4352 | 0 | 0 | 31.2794 | 0 | 0 | 31.4918 | 0 | 0 | 32.093 | 0 | 0
319 | 31.3774 | 31.4285 | 31.5082 | 30.8952 | 31.1398 | 31.4164 | 30.8796 | 32.0108 | 31.4343 | 31.6874 | 31.4029 | 0 | 0 | 31.1504 | 0 | 0 | 31.503 | 0 | 0 | 31.2698 | 0 | 0 | 31.2942 | 0 | 0 | 31.3255 | 0 | 0 | 31.332 | 0 | 0 | 31.3778 | 0 | 0 | 31.3777 | 0 | 0 | 31.1398 | 0 | 0
320 | 31.5447 | 30.6712 | 30.8351 | 30.4652 | 31.5355 | 31.4167 | 31.7361 | 33.0762 | 31.9297 | 30.809 | 31.1079 | 0 | 0 | 31.1391 | 0 | 0 | 31.8877 | 0 | 0 | 31.0103 | 0 | 0 | 31.0781 | 0 | 0 | 31.3909 | 0 | 0 | 31.4101 | 0 | 0 | 31.3861 | 0 | 0 | 31.4019 | 0 | 0 | 31.5355 | 0 | 0
321 | 31.3631 | 32.6761 | 30.7546 | 32.7243 | 31.2895 | 30.3608 | 31.3884 | 31.6019 | 31.3097 | 32.217 | 32.0196 | 0 | 0 | 31.4582 | 0 | 0 | 31.6292 | 0 | 0 | 31.7615 | 0 | 0 | 31.5281 | 0 | 0 | 31.5422 | 0 | 0 | 31.5198 | 0 | 0 | 31.5914 | 0 | 0 | 31.5685 | 0 | 0 | 31.2895 | 0 | 0
322 | 30.6746 | 30.8402 | 31.8809 | 32.432 | 31.5539 | 31.9586 | 32.9231 | 31.4383 | 30.7522 | 29.9808 | 30.7574 | 0 | 0 | 31.9815 | 0 | 0 | 31.2736 | 0 | 0 | 31.4763 | 0 | 0 | 31.5567 | 0 | 0 | 31.861 | 0 | 0 | 31.7127 | 0 | 0 | 31.5289 | 0 | 0 | 31.4435 | 0 | 0 | 31.5539 | 0 | 0
323 | 31.8816 | 31.7391 | 31.2346 | 31.6408 | 30.4925 | 30.9771 | 31.0732 | 32.2188 | 30.5149 | 32.3497 | 31.8103 | 0 | 0 | 31.0368 | 0 | 0 | 31.5392 | 0 | 0 | 31.3977 | 0 | 0 | 31.3276 | 0 | 0 | 31.3394 | 0 | 0 | 31.4072 | 0 | 0 | 31.3601 | 0 | 0 | 31.4122 | 0 | 0 | 30.4925 | 1 | 0
324 | 31.4515 | 31.6748 | 31.2308 | 31.714 | 32.1508 | 32.5333 | 32.1974 | 30.3965 | 31.8739 | 31.5762 | 31.5632 | 0 | 0 | 32.1327 | 0 | 0 | 31.511 | 0 | 0 | 31.6444 | 0 | 0 | 31.7925 | 0 | 0 | 31.6997 | 0 | 0 | 31.6687 | 0 | 0 | 31.7053 | 0 | 0 | 31.6799 | 0 | 0 | 32.1508 | 0 | 0
325 | 31.9535 | 30.872 | 31.5544 | 32.3529 | 32.2875 | 31.4614 | 30.434 | 31.3745 | 31.6501 | 30.9603 | 31.4127 | 0 | 0 | 32.034 | 0 | 0 | 31.1048 | 0 | 0 | 31.8041 | 0 | 0 | 31.7469 | 0 | 0 | 31.4767 | 0 | 0 | 31.5363 | 0 | 0 | 31.4386 | 0 | 0 | 31.4901 | 0 | 0 | 32.2875 | 0 | 0
326 | 31.8472 | 31.2781 | 30.2971 | 31.7286 | 31.6061 | 31.5088 | 31.5253 | 32.2111 | 31.589 | 32.91 | 31.5626 | 0 | 0 | 31.6145 | 0 | 0 | 32.0588 | 0 | 0 | 31.3514 | 0 | 0 | 31.3776 | 0 | 0 | 31.4507 | 0 | 0 | 31.5003 | 0 | 0 | 31.6282 | 0 | 0 | 31.6501 | 0 | 0 | 31.6061 | 0 | 0
327 | 33.0357 | 32.1193 | 31.614 | 31.3362 | 30.9064 | 31.8451 | 29.5803 | 31.2277 | 31.4847 | 30.2806 | 32.5775 | 0 | 1 | 31.3625 | 0 | 0 | 30.6433 | 0 | 0 | 31.8023 | 0 | 0 | 31.8094 | 0 | 0 | 31.2327 | 0 | 0 | 31.4581 | 0 | 0 | 31.1549 | 0 | 0 | 31.343 | 0 | 0 | 30.9064 | 0 | 0
328 | 30.5896 | 31.4199 | 32.693 | 32.2939 | 31.8034 | 31.0111 | 32.6476 | 30.6787 | 31.456 | 30.453 | 31.0048 | 0 | 0 | 31.7028 | 0 | 0 | 31.3088 | 0 | 0 | 31.76 | 0 | 0 | 31.6352 | 0 | 0 | 31.7925 | 0 | 0 | 31.6422 | 0 | 0 | 31.6063 | 0 | 0 | 31.5046 | 0 | 0 | 31.8034 | 0 | 0
329 | 32.8826 | 32.2228 | 31.0916 | 31.4252 | 31.0224 | 30.8708 | 32.0882 | 31.8031 | 32.0342 | 31.2828 | 32.5527 | 0 | 1 | 31.1061 | 0 | 0 | 31.8021 | 0 | 0 | 31.7289 | 0 | 0 | 31.5859 | 0 | 0 | 31.5034 | 0 | 0 | 31.6758 | 0 | 0 | 31.5379 | 0 | 0 | 31.6724 | 0 | 0 | 31.0224 | 0 | 0
330 | 33.3241 | 31.2087 | 30.0586 | 31.7856 | 30.6198 | 32.2201 | 30.1776 | 31.5401 | 31.0175 | 30.4989 | 32.2664 | 0 | 0 | 31.5418 | 0 | 0 | 30.8085 | 0 | 0 | 31.3994 | 0 | 0 | 31.5362 | 0 | 0 | 31.0872 | 0 | 0 | 31.3668 | 0 | 0 | 31.0141 | 0 | 0 | 31.2451 | 0 | 0 | 30.6198 | 1 | 0
331 | 31.3795 | 32.5083 | 30.7042 | 32.2389 | 32.6794 | 31.2041 | 30.9318 | 32.4578 | 31.919 | 30.7083 | 31.9439 | 0 | 0 | 32.0408 | 0 | 0 | 31.5042 | 0 | 0 | 31.9021 | 0 | 0 | 31.7857 | 0 | 0 | 31.8178 | 0 | 0 | 31.763 | 0 | 0 | 31.7057 | 0 | 0 | 31.6731 | 0 | 0 | 32.6794 | 0 | 1
332 | 31.4228 | 30.7169 | 32.222 | 30.6836 | 31.34 | 30.731 | 31.9843 | 30.9025 | 31.0193 | 31.4863 | 31.0699 | 0 | 0 | 30.9182 | 0 | 0 | 31.3481 | 0 | 0 | 31.277 | 0 | 0 | 31.186 | 0 | 0 | 31.2257 | 0 | 0 | 31.2504 | 0 | 0 | 31.2318 | 0 | 0 | 31.2509 | 0 | 0 | 31.34 | 0 | 0
333 | 30.5401 | 30.6618 | 31.5652 | 31.3394 | 31.0394 | 30.2896 | 31.4535 | 31.1922 | 30.1016 | 32.1982 | 30.601 | 1 | 0 | 30.8895 | 0 | 0 | 31.2364 | 0 | 0 | 31.0292 | 0 | 0 | 30.9059 | 0 | 0 | 31.0773 | 0 | 0 | 31.0102 | 0 | 0 | 31.0934 | 0 | 0 | 31.0381 | 0 | 0 | 31.0394 | 0 | 0
334 | 30.0975 | 31.2732 | 31.0653 | 31.2622 | 30.9754 | 31.8394 | 31.8153 | 31.1183 | 31.4155 | 31.9996 | 30.6853 | 0 | 0 | 31.359 | 0 | 0 | 31.5872 | 0 | 0 | 30.9347 | 0 | 0 | 31.0855 | 0 | 0 | 31.3356 | 0 | 0 | 31.1808 | 0 | 0 | 31.4182 | 0 | 0 | 31.2862 | 0 | 0 | 30.9754 | 0 | 0
335 | 31.9869 | 33.0067 | 31.937 | 32.1121 | 32.0047 | 31.2385 | 31.9524 | 32.2993 | 31.8277 | 30.1079 | 32.4968 | 0 | 0 | 31.7851 | 0 | 0 | 31.5468 | 0 | 0 | 32.2095 | 0 | 0 | 32.0477 | 0 | 0 | 32.0787 | 0 | 0 | 32.0672 | 0 | 0 | 31.8318 | 0 | 0 | 31.8473 | 0 | 0 | 32.0047 | 0 | 0
336 | 31.3307 | 31.2112 | 32.0893 | 32.5964 | 30.7524 | 31.1906 | 31.9733 | 31.639 | 29.9576 | 31.1234 | 31.271 | 0 | 0 | 31.5131 | 0 | 0 | 31.1733 | 0 | 0 | 31.596 | 0 | 0 | 31.5285 | 0 | 0 | 31.636 | 0 | 0 | 31.5979 | 0 | 0 | 31.3926 | 0 | 0 | 31.3864 | 0 | 0 | 30.7524 | 0 | 0
337 | 31.8814 | 30.1789 | 31.8616 | 31.842 | 31.8542 | 32.6382 | 33.3058 | 30.5106 | 31.1714 | 31.0748 | 31.0302 | 0 | 0 | 32.1114 | 0 | 0 | 31.5157 | 0 | 0 | 31.5236 | 0 | 0 | 31.7094 | 0 | 0 | 31.7416 | 0 | 0 | 31.7591 | 0 | 0 | 31.6042 | 0 | 0 | 31.6319 | 0 | 0 | 31.8542 | 0 | 0
338 | 31.7357 | 32.6648 | 31.9113 | 31.0522 | 30.3109 | 31.365 | 32.8 | 32.4425 | 32.3205 | 30.3704 | 32.2003 | 0 | 0 | 30.9094 | 0 | 0 | 31.9834 | 0 | 0 | 31.535 | 0 | 0 | 31.5067 | 0 | 0 | 31.7924 | 0 | 0 | 31.7853 | 0 | 0 | 31.6931 | 0 | 0 | 31.6973 | 0 | 0 | 30.3109 | 1 | 0
339 | 30.232 | 32.4257 | 31.5537 | 30.8263 | 33.9279 | 32.108 | 32.072 | 31.3281 | 33.0492 | 31.9245 | 31.3289 | 0 | 0 | 32.2874 | 0 | 0 | 32.0934 | 0 | 0 | 31.7931 | 0 | 0 | 31.8456 | 0 | 0 | 32.0345 | 0 | 0 | 31.8092 | 0 | 0 | 32.135 | 0 | 0 | 31.9447 | 0 | 0 | 33.9279 | 0 | 1
340 | 31.5719 | 30.3709 | 31.9218 | 31.4842 | 31.4412 | 30.7271 | 30.7819 | 30.4662 | 32.3156 | 31.3351 | 30.9714 | 0 | 0 | 31.2175 | 0 | 0 | 31.2247 | 0 | 0 | 31.358 | 0 | 0 | 31.2528 | 0 | 0 | 31.0276 | 0 | 0 | 31.0956 | 0 | 0 | 31.2049 | 0 | 0 | 31.2416 | 0 | 0 | 31.4412 | 0 | 0
341 | 30.676 | 31.4371 | 32.3525 | 32.261 | 32.5382 | 31.7211 | 32.4065 | 30.9099 | 31.0284 | 30.9539 | 31.0566 | 0 | 0 | 32.1735 | 0 | 0 | 31.3247 | 0 | 0 | 31.853 | 0 | 0 | 31.831 | 0 | 0 | 31.9466 | 0 | 0 | 31.7878 | 0 | 0 | 31.7343 | 0 | 0 | 31.6285 | 0 | 0 | 32.5382 | 0 | 1
342 | 31.9083 | 31.319 | 29.9702 | 32.4374 | 31.8165 | 32.5479 | 30.3418 | 31.6576 | 30.7279 | 31.0056 | 31.6136 | 0 | 0 | 32.2673 | 0 | 0 | 30.9332 | 0 | 0 | 31.4903 | 0 | 0 | 31.6666 | 0 | 0 | 31.4415 | 0 | 0 | 31.4998 | 0 | 0 | 31.3138 | 0 | 0 | 31.3732 | 0 | 0 | 31.8165 | 0 | 0
343 | 31.5686 | 30.9956 | 30.3731 | 32.674 | 30.7746 | 31.9033 | 31.9 | 32.3331 | 32.6087 | 32.8996 | 31.2821 | 0 | 0 | 31.784 | 0 | 0 | 32.4353 | 0 | 0 | 31.2772 | 0 | 0 | 31.3815 | 0 | 0 | 31.5648 | 0 | 0 | 31.5653 | 0 | 0 | 31.8291 | 0 | 0 | 31.8031 | 0 | 0 | 30.7746 | 0 | 0
344 | 31.7492 | 31.3966 | 30.617 | 32.0282 | 32.0974 | 33.2368 | 30.9362 | 31.0614 | 32.7009 | 32.5359 | 31.5729 | 0 | 0 | 32.4541 | 0 | 0 | 31.8086 | 0 | 0 | 31.5777 | 0 | 0 | 31.8542 | 0 | 0 | 31.6248 | 0 | 0 | 31.6404 | 0 | 0 | 31.8456 | 0 | 0 | 31.836 | 0 | 0 | 32.0974 | 0 | 0
345 | 31.6753 | 31.8735 | 31.3915 | 29.5253 | 31.2443 | 33.2422 | 31.535 | 32.9511 | 31.9481 | 31.846 | 31.7744 | 0 | 0 | 31.3373 | 0 | 0 | 32.07 | 0 | 0 | 31.142 | 0 | 0 | 31.492 | 0 | 0 | 31.6804 | 0 | 0 | 31.6798 | 0 | 0 | 31.7286 | 0 | 0 | 31.7232 | 0 | 0 | 31.2443 | 0 | 0
346 | 31.4232 | 32.0917 | 30.7594 | 30.9545 | 31.8154 | 32.3087 | 32.3383 | 31.8952 | 31.5016 | 31.3739 | 31.7575 | 0 | 0 | 31.6929 | 0 | 0 | 31.7773 | 0 | 0 | 31.4089 | 0 | 0 | 31.5588 | 0 | 0 | 31.7376 | 0 | 0 | 31.6983 | 0 | 0 | 31.671 | 0 | 0 | 31.6462 | 0 | 0 | 31.8154 | 0 | 0
347 | 30.633 | 31.0597 | 32.0894 | 30.4293 | 32.0472 | 31.9573 | 30.705 | 32.2766 | 31.7637 | 30.944 | 30.8463 | 0 | 0 | 31.4779 | 0 | 0 | 31.4223 | 0 | 0 | 31.2517 | 0 | 0 | 31.3693 | 0 | 0 | 31.5092 | 0 | 0 | 31.3997 | 0 | 0 | 31.4747 | 0 | 0 | 31.3905 | 0 | 0 | 32.0472 | 0 | 0
348 | 30.5531 | 30.9096 | 31.8902 | 31.2833 | 31.5522 | 32.0666 | 31.5755 | 31.4206 | 31.3044 | 30.1826 | 30.7313 | 0 | 0 | 31.634 | 0 | 0 | 31.1208 | 0 | 0 | 31.2377 | 0 | 0 | 31.3758 | 0 | 0 | 31.5283 | 0 | 0 | 31.4064 | 0 | 0 | 31.3539 | 0 | 0 | 31.2738 | 0 | 0 | 31.5522 | 0 | 0
349 | 31.6528 | 31.979 | 30.3368 | 31.686 | 32.3741 | 31.4633 | 30.2284 | 31.5705 | 31.3082 | 32.8996 | 31.8159 | 0 | 0 | 31.8412 | 0 | 0 | 31.5017 | 0 | 0 | 31.6058 | 0 | 0 | 31.582 | 0 | 0 | 31.3769 | 0 | 0 | 31.4114 | 0 | 0 | 31.5384 | 0 | 0 | 31.5499 | 0 | 0 | 32.3741 | 0 | 0
350 | 32.0432 | 30.0903 | 32.4246 | 31.2619 | 31.8368 | 31.7152 | 32.2045 | 31.1823 | 31.8755 | 30.7956 | 31.0667 | 0 | 0 | 31.6046 | 0 | 0 | 31.5145 | 0 | 0 | 31.5314 | 0 | 0 | 31.562 | 0 | 0 | 31.5308 | 0 | 0 | 31.5948 | 0 | 0 | 31.4874 | 0 | 0 | 31.543 | 0 | 0 | 31.8368 | 0 | 0
351 | 32.3295 | 32.0481 | 30.6812 | 31.9038 | 31.9601 | 30.7516 | 31.4018 | 32.4912 | 31.098 | 30.7158 | 32.1888 | 0 | 0 | 31.5385 | 0 | 0 | 31.4267 | 0 | 0 | 31.7845 | 0 | 0 | 31.6124 | 0 | 0 | 31.6054 | 0 | 0 | 31.6959 | 0 | 0 | 31.4502 | 0 | 0 | 31.5381 | 0 | 0 | 31.9601 | 0 | 0
352 | 30.9831 | 31.3258 | 30.9162 | 32.1904 | 32.1264 | 30.5058 | 30.9465 | 31.6031 | 31.2951 | 32.1552 | 31.1545 | 0 | 0 | 31.6075 | 0 | 0 | 31.5 | 0 | 0 | 31.5084 | 0 | 0 | 31.3413 | 0 | 0 | 31.3735 | 0 | 0 | 31.3247 | 0 | 0 | 31.4516 | 0 | 0 | 31.4048 | 0 | 0 | 32.1264 | 0 | 0
353 | 31.8084 | 31.7631 | 31.5273 | 32.794 | 30.7055 | 31.5754 | 30.73 | 31.9216 | 31.8055 | 32.5529 | 31.7857 | 0 | 0 | 31.6916 | 0 | 0 | 31.7525 | 0 | 0 | 31.7197 | 0 | 0 | 31.6956 | 0 | 0 | 31.5738 | 0 | 0 | 31.6032 | 0 | 0 | 31.7084 | 0 | 0 | 31.7184 | 0 | 0 | 30.7055 | 0 | 0
354 | 31.8317 | 30.6926 | 31.5183 | 30.5931 | 31.6473 | 31.1374 | 31.7875 | 32.4934 | 30.6928 | 31.331 | 31.2621 | 0 | 0 | 31.1259 | 0 | 0 | 31.5762 | 0 | 0 | 31.2566 | 0 | 0 | 31.2367 | 0 | 0 | 31.4099 | 0 | 0 | 31.4627 | 0 | 0 | 31.3215 | 0 | 0 | 31.3725 | 0 | 0 | 31.6473 | 0 | 0
355 | 32.0689 | 31.4673 | 31.8634 | 31.9332 | 30.9912 | 32.1943 | 30.7966 | 31.2428 | 32.5473 | 32.212 | 31.7681 | 0 | 0 | 31.7062 | 0 | 0 | 31.6997 | 0 | 0 | 31.6648 | 0 | 0 | 31.7531 | 0 | 0 | 31.4984 | 0 | 0 | 31.5697 | 0 | 0 | 31.6942 | 0 | 0 | 31.7317 | 0 | 0 | 30.9912 | 0 | 0
356 | 31.1172 | 31.8465 | 31.9034 | 31.7069 | 31.8239 | 31.8341 | 32.2417 | 31.1743 | 31.195 | 30.3239 | 31.4818 | 0 | 0 | 31.7883 | 0 | 0 | 31.2337 | 0 | 0 | 31.6796 | 0 | 0 | 31.7053 | 0 | 0 | 31.7901 | 0 | 0 | 31.706 | 0 | 0 | 31.5611 | 0 | 0 | 31.5167 | 0 | 0 | 31.8239 | 0 | 0
357 | 31.6548 | 32.4689 | 29.7241 | 31.2354 | 32.1688 | 33.691 | 30.0659 | 31.5093 | 32.5062 | 31.3824 | 32.0619 | 0 | 0 | 32.3651 | 0 | 0 | 31.3659 | 0 | 0 | 31.4504 | 0 | 0 | 31.8238 | 0 | 0 | 31.5519 | 0 | 0 | 31.5648 | 0 | 0 | 31.6391 | 0 | 0 | 31.6407 | 0 | 0 | 32.1688 | 0 | 0
358 | 31.7119 | 33.0498 | 30.3692 | 32.031 | 32.195 | 31.84 | 31.3748 | 30.5731 | 31.7157 | 31.4327 | 32.3808 | 0 | 0 | 32.022 | 0 | 0 | 31.2741 | 0 | 0 | 31.8714 | 0 | 0 | 31.8662 | 0 | 0 | 31.6333 | 0 | 0 | 31.6431 | 0 | 0 | 31.6202 | 0 | 0 | 31.6293 | 0 | 0 | 32.195 | 0 | 0
359 | 31.7629 | 31.7383 | 30.5817 | 29.9838 | 31.3331 | 31.6353 | 31.8145 | 30.375 | 31.8262 | 31.0268 | 31.7506 | 0 | 0 | 30.984 | 0 | 0 | 31.2606 | 0 | 0 | 31.08 | 0 | 0 | 31.1725 | 0 | 0 | 31.066 | 0 | 0 | 31.1531 | 0 | 0 | 31.1461 | 0 | 0 | 31.2078 | 0 | 0 | 31.3331 | 0 | 0
360 | 31.3172 | 31.3325 | 31.152 | 31.3024 | 31.1588 | 31.3962 | 31.3484 | 31.5121 | 31.1996 | 31.7592 | 31.3248 | 0 | 0 | 31.2858 | 0 | 0 | 31.4548 | 0 | 0 | 31.2526 | 0 | 0 | 31.2765 | 0 | 0 | 31.3146 | 0 | 0 | 31.3149 | 0 | 0 | 31.3512 | 0 | 0 | 31.3478 | 0 | 0 | 31.1588 | 0 | 0
361 | 31.3129 | 31.2218 | 30.9804 | 31.7253 | 32.3159 | 31.7128 | 31.8356 | 32.8142 | 31.771 | 31.8767 | 31.2674 | 0 | 0 | 31.918 | 0 | 0 | 32.0744 | 0 | 0 | 31.5113 | 0 | 0 | 31.5448 | 0 | 0 | 31.8009 | 0 | 0 | 31.7399 | 0 | 0 | 31.806 | 0 | 0 | 31.7567 | 0 | 0 | 32.3159 | 0 | 0
362 | 31.4386 | 31.7587 | 31.5784 | 31.9551 | 31.6444 | 32.1368 | 31.9373 | 31.9838 | 31.2847 | 31.4301 | 31.5987 | 0 | 0 | 31.9121 | 0 | 0 | 31.659 | 0 | 0 | 31.6751 | 0 | 0 | 31.752 | 0 | 0 | 31.8564 | 0 | 0 | 31.8042 | 0 | 0 | 31.7455 | 0 | 0 | 31.7148 | 0 | 0 | 31.6444 | 0 | 0
363 | 31.9711 | 31.8821 | 31.3488 | 30.0876 | 31.3212 | 31.8174 | 31.6117 | 31.4445 | 31.037 | 31.4672 | 31.9266 | 0 | 0 | 31.0754 | 0 | 0 | 31.3901 | 0 | 0 | 31.3221 | 0 | 0 | 31.4047 | 0 | 0 | 31.359 | 0 | 0 | 31.4356 | 0 | 0 | 31.3353 | 0 | 0 | 31.3989 | 0 | 0 | 31.3212 | 0 | 0
364 | 32.5543 | 32.9906 | 30.1716 | 32.6774 | 30.1834 | 31.9865 | 32.5029 | 31.0846 | 30.9025 | 31.9945 | 32.7725 | 0 | 1 | 31.6158 | 0 | 0 | 31.6211 | 0 | 0 | 31.7155 | 0 | 0 | 31.7606 | 0 | 0 | 31.6567 | 0 | 0 | 31.7689 | 0 | 0 | 31.6104 | 0 | 0 | 31.7048 | 0 | 0 | 30.1834 | 1 | 0
365 | 31.2272 | 31.1411 | 31.4458 | 31.5781 | 32.3681 | 31.5293 | 30.8015 | 32.3801 | 30.7098 | 31.7556 | 31.1841 | 0 | 0 | 31.8252 | 0 | 0 | 31.4118 | 0 | 0 | 31.552 | 0 | 0 | 31.5483 | 0 | 0 | 31.6063 | 0 | 0 | 31.5589 | 0 | 0 | 31.5233 | 0 | 0 | 31.4937 | 0 | 0 | 32.3681 | 0 | 0
366 | 32.0607 | 30.851 | 31.0581 | 32.0938 | 31.1279 | 31.9605 | 32.7565 | 31.1312 | 31.9714 | 31.0332 | 31.4559 | 0 | 0 | 31.7274 | 0 | 0 | 31.7231 | 0 | 0 | 31.4383 | 0 | 0 | 31.5253 | 0 | 0 | 31.5684 | 0 | 0 | 31.63 | 0 | 0 | 31.5537 | 0 | 0 | 31.6044 | 0 | 0 | 31.1279 | 0 | 0
367 | 32.4061 | 30.449 | 31.584 | 32.4856 | 30.7757 | 31.4509 | 32.3003 | 31.5942 | 30.9888 | 30.9995 | 31.4276 | 0 | 0 | 31.5707 | 0 | 0 | 31.4707 | 0 | 0 | 31.5401 | 0 | 0 | 31.5252 | 0 | 0 | 31.52 | 0 | 0 | 31.6307 | 0 | 0 | 31.4031 | 0 | 0 | 31.5034 | 0 | 0 | 30.7757 | 0 | 0
368 | 32.0788 | 31.6171 | 31.4807 | 30.9844 | 31.5541 | 33.457 | 32.2412 | 31.7634 | 30.9182 | 32.9169 | 31.848 | 0 | 0 | 31.9985 | 0 | 0 | 31.9599 | 0 | 0 | 31.543 | 0 | 0 | 31.862 | 0 | 0 | 31.8711 | 0 | 0 | 31.8971 | 0 | 0 | 31.8814 | 0 | 0 | 31.9012 | 0 | 0 | 31.5541 | 0 | 0
369 | 32.0767 | 30.4421 | 31.9269 | 32.7646 | 31.9243 | 30.8794 | 31.5514 | 31.0895 | 30.745 | 30.3484 | 31.2594 | 0 | 0 | 31.8561 | 0 | 0 | 30.9336 | 0 | 0 | 31.8269 | 0 | 0 | 31.669 | 0 | 0 | 31.5112 | 0 | 0 | 31.5819 | 0 | 0 | 31.2968 | 0 | 0 | 31.3748 | 0 | 0 | 31.9243 | 0 | 0
370 | 31.7104 | 31.0529 | 32.1073 | 31.1001 | 32.5153 | 31.8301 | 31.7744 | 32.0754 | 32.3294 | 32.0728 | 31.3817 | 0 | 0 | 31.8152 | 0 | 0 | 32.063 | 0 | 0 | 31.6972 | 0 | 0 | 31.7194 | 0 | 0 | 31.7794 | 0 | 0 | 31.7707 | 0 | 0 | 31.8731 | 0 | 0 | 31.8568 | 0 | 0 | 32.5153 | 0 | 0
371 | 32.9753 | 30.6626 | 31.0357 | 32.2117 | 33.6581 | 33.2373 | 31.0009 | 31.2768 | 32.0691 | 31.4268 | 31.8189 | 0 | 0 | 33.0357 | 0 | 1 | 31.4434 | 0 | 0 | 32.1087 | 0 | 0 | 32.2968 | 0 | 0 | 31.869 | 0 | 0 | 32.0073 | 0 | 0 | 31.8421 | 0 | 0 | 31.9554 | 0 | 0 | 33.6581 | 0 | 1
372 | 31.8235 | 32.6278 | 30.8593 | 31.4086 | 31.8024 | 31.1773 | 32.3484 | 31.999 | 31.4751 | 32.0034 | 32.2256 | 0 | 0 | 31.4627 | 0 | 0 | 31.9565 | 0 | 0 | 31.7043 | 0 | 0 | 31.6165 | 0 | 0 | 31.7461 | 0 | 0 | 31.7558 | 0 | 0 | 31.7446 | 0 | 0 | 31.7525 | 0 | 0 | 31.8024 | 0 | 0
373 | 31.2429 | 32.3305 | 31.5955 | 31.2513 | 32.4464 | 30.7986 | 32.7158 | 33.2352 | 32.5559 | 31.0731 | 31.7867 | 0 | 0 | 31.4988 | 0 | 0 | 32.395 | 0 | 0 | 31.7733 | 0 | 0 | 31.6109 | 0 | 0 | 32.0533 | 0 | 0 | 31.952 | 0 | 0 | 32.0003 | 0 | 0 | 31.9245 | 0 | 0 | 32.4464 | 0 | 0
374 | 32.1367 | 30.6848 | 32.5066 | 31.8569 | 31.2553 | 32.0284 | 31.7145 | 30.0795 | 30.6072 | 33.0178 | 31.4107 | 0 | 0 | 31.7135 | 0 | 0 | 31.3548 | 0 | 0 | 31.6881 | 0 | 0 | 31.7448 | 0 | 0 | 31.4466 | 0 | 0 | 31.5328 | 0 | 0 | 31.5279 | 0 | 0 | 31.5888 | 0 | 0 | 31.2553 | 0 | 0
375 | 30.8045 | 30.9349 | 31.6352 | 31.3019 | 33.2206 | 32.1902 | 32.954 | 31.2568 | 30.7642 | 31.4056 | 30.8697 | 0 | 0 | 32.2376 | 0 | 0 | 31.5952 | 0 | 0 | 31.5794 | 0 | 0 | 31.6812 | 0 | 0 | 31.9277 | 0 | 0 | 31.7873 | 0 | 0 | 31.7404 | 0 | 0 | 31.6468 | 0 | 0 | 33.2206 | 0 | 1
376 | 31.4968 | 30.7329 | 31.8195 | 31.74 | 32.5666 | 31.3487 | 32.0854 | 31.5431 | 31.1282 | 32.7165 | 31.1148 | 0 | 0 | 31.8851 | 0 | 0 | 31.8683 | 0 | 0 | 31.6711 | 0 | 0 | 31.6174 | 0 | 0 | 31.6909 | 0 | 0 | 31.6666 | 0 | 0 | 31.7423 | 0 | 0 | 31.7178 | 0 | 0 | 32.5666 | 0 | 1
377 | 30.6974 | 30.0223 | 31.457 | 31.3289 | 31.2737 | 31.1081 | 31.009 | 30.8278 | 31.1713 | 31.6002 | 30.3599 | 1 | 0 | 31.2369 | 0 | 0 | 31.1521 | 0 | 0 | 30.9559 | 0 | 0 | 30.9812 | 0 | 0 | 31.0038 | 0 | 0 | 30.9655 | 0 | 0 | 31.0887 | 0 | 0 | 31.0496 | 0 | 0 | 31.2737 | 0 | 0
378 | 31.1825 | 30.7594 | 32.145 | 29.9752 | 31.9425 | 31.3738 | 32.0741 | 30.5009 | 31.2225 | 32.5409 | 30.971 | 0 | 0 | 31.0972 | 0 | 0 | 31.5846 | 0 | 0 | 31.2009 | 0 | 0 | 31.2297 | 0 | 0 | 31.253 | 0 | 0 | 31.2442 | 0 | 0 | 31.3927 | 0 | 0 | 31.3717 | 0 | 0 | 31.9425 | 0 | 0
379 | 32.1003 | 31.9059 | 32.3746 | 30.6332 | 31.4911 | 31.688 | 31.5667 | 32.712 | 31.4908 | 30.9962 | 32.0031 | 0 | 0 | 31.2707 | 0 | 0 | 31.6914 | 0 | 0 | 31.701 | 0 | 0 | 31.6988 | 0 | 0 | 31.7673 | 0 | 0 | 31.809 | 0 | 0 | 31.6509 | 0 | 0 | 31.6959 | 0 | 0 | 31.4911 | 0 | 0
380 | 30.9369 | 32.1063 | 30.4362 | 31.5732 | 31.3712 | 31.1346 | 30.3885 | 30.749 | 31.6967 | 31.4332 | 31.5216 | 0 | 0 | 31.3597 | 0 | 0 | 31.0669 | 0 | 0 | 31.2848 | 0 | 0 | 31.2597 | 0 | 0 | 31.1084 | 0 | 0 | 31.087 | 0 | 0 | 31.2099 | 0 | 0 | 31.1826 | 0 | 0 | 31.3712 | 0 | 0
381 | 31.9426 | 32.1376 | 31.3453 | 31.4944 | 33.093 | 31.067 | 30.1118 | 31.293 | 32.759 | 31.3943 | 32.0401 | 0 | 0 | 31.8848 | 0 | 0 | 31.3895 | 0 | 0 | 32.0026 | 0 | 0 | 31.8466 | 0 | 0 | 31.506 | 0 | 0 | 31.5606 | 0 | 0 | 31.6328 | 0 | 0 | 31.6638 | 0 | 0 | 33.093 | 0 | 1
382 | 32.2954 | 31.6168 | 32.7931 | 31.8659 | 31.3611 | 31.0421 | 31.0766 | 32.4627 | 32.2317 | 31.7945 | 31.9561 | 0 | 0 | 31.423 | 0 | 0 | 31.8914 | 0 | 0 | 31.9865 | 0 | 0 | 31.8291 | 0 | 0 | 31.7455 | 0 | 0 | 31.8142 | 0 | 0 | 31.8049 | 0 | 0 | 31.854 | 0 | 0 | 31.3611 | 0 | 0
383 | 31.7422 | 31.2059 | 31.7102 | 30.6767 | 31.7218 | 32.4249 | 30.4622 | 31.624 | 31.7712 | 32.0769 | 31.4741 | 0 | 0 | 31.6078 | 0 | 0 | 31.4836 | 0 | 0 | 31.4114 | 0 | 0 | 31.5803 | 0 | 0 | 31.4037 | 0 | 0 | 31.446 | 0 | 0 | 31.5193 | 0 | 0 | 31.5416 | 0 | 0 | 31.7218 | 0 | 0
384 | 31.7906 | 31.7347 | 31.7479 | 32.6379 | 31.9136 | 32.1882 | 31.4904 | 32.3375 | 31.0491 | 31.8247 | 31.7627 | 0 | 0 | 32.2466 | 0 | 0 | 31.6754 | 0 | 0 | 31.9649 | 0 | 0 | 32.0022 | 0 | 0 | 32.0072 | 0 | 0 | 31.9801 | 0 | 0 | 31.8804 | 0 | 0 | 31.8715 | 0 | 0 | 31.9136 | 0 | 0
385 | 31.5263 | 32.8601 | 31.645 | 30.5711 | 30.2346 | 32.3741 | 31.8369 | 32.0969 | 29.7825 | 31.1903 | 32.1932 | 0 | 0 | 31.06 | 0 | 0 | 31.2267 | 0 | 0 | 31.3674 | 0 | 0 | 31.5352 | 0 | 0 | 31.6598 | 0 | 0 | 31.6431 | 0 | 0 | 31.3991 | 0 | 0 | 31.4118 | 0 | 0 | 30.2346 | 1 | 0
386 | 30.731 | 30.1628 | 31.5028 | 32.3115 | 31.1348 | 32.5994 | 31.5228 | 31.1436 | 30.7463 | 31.5872 | 30.4469 | 1 | 0 | 32.0152 | 0 | 0 | 31.25 | 0 | 0 | 31.1686 | 0 | 0 | 31.407 | 0 | 0 | 31.4825 | 0 | 0 | 31.3886 | 0 | 0 | 31.4124 | 0 | 0 | 31.3442 | 0 | 0 | 31.1348 | 0 | 0
387 | 30.7761 | 31.9445 | 32.7576 | 31.8501 | 33.1961 | 31.0209 | 30.5703 | 31.3674 | 31.13 | 31.7628 | 31.3603 | 0 | 0 | 32.0224 | 0 | 0 | 31.2076 | 0 | 0 | 32.1049 | 0 | 0 | 31.9242 | 0 | 0 | 31.8153 | 0 | 0 | 31.6854 | 0 | 0 | 31.7333 | 0 | 0 | 31.6376 | 0 | 0 | 33.1961 | 0 | 1
388 | 32.0838 | 32.3646 | 30.9429 | 30.5753 | 32.0053 | 31.2963 | 30.2254 | 31.3084 | 31.2535 | 31.8642 | 32.2242 | 0 | 0 | 31.2923 | 0 | 0 | 31.1629 | 0 | 0 | 31.5944 | 0 | 0 | 31.5447 | 0 | 0 | 31.2454 | 0 | 0 | 31.3502 | 0 | 0 | 31.3151 | 0 | 0 | 31.392 | 0 | 0 | 32.0053 | 0 | 0
389 | 31.6815 | 30.9085 | 31.1501 | 31.3557 | 32.3998 | 31.9097 | 31.4162 | 31.2273 | 32.0975 | 31.9365 | 31.295 | 0 | 0 | 31.8884 | 0 | 0 | 31.6694 | 0 | 0 | 31.4991 | 0 | 0 | 31.5675 | 0 | 0 | 31.481 | 0 | 0 | 31.5061 | 0 | 0 | 31.6001 | 0 | 0 | 31.6083 | 0 | 0 | 32.3998 | 0 | 0
390 | 31.8355 | 31.5433 | 33.1847 | 31.6192 | 31.2392 | 31.7967 | 32.6214 | 31.7755 | 31.8516 | 31.6619 | 31.6894 | 0 | 0 | 31.5517 | 0 | 0 | 31.9776 | 0 | 0 | 31.8844 | 0 | 0 | 31.8698 | 0 | 0 | 31.9686 | 0 | 0 | 31.9519 | 0 | 0 | 31.9215 | 0 | 0 | 31.9129 | 0 | 0 | 31.2392 | 0 | 0
391 | 31.3129 | 31.4151 | 31.0299 | 30.7358 | 30.429 | 30.706 | 32.197 | 31.3719 | 31.3965 | 32.3086 | 31.364 | 0 | 0 | 30.6236 | 1 | 0 | 31.8185 | 0 | 0 | 30.9845 | 0 | 0 | 30.9381 | 0 | 0 | 31.1264 | 0 | 0 | 31.1497 | 0 | 0 | 31.2878 | 0 | 0 | 31.2903 | 0 | 0 | 30.429 | 1 | 0
392 | 29.7986 | 31.8609 | 32.2541 | 31.9929 | 31.1204 | 32.1116 | 31.7742 | 31.1838 | 30.8551 | 30.7207 | 30.8297 | 0 | 0 | 31.7416 | 0 | 0 | 31.1334 | 0 | 0 | 31.4054 | 0 | 0 | 31.5231 | 0 | 0 | 31.7568 | 0 | 0 | 31.512 | 0 | 0 | 31.5415 | 0 | 0 | 31.3672 | 0 | 0 | 31.1204 | 0 | 0
393 | 32.8641 | 31.0104 | 31.6025 | 30.795 | 32.4337 | 30.9581 | 31.957 | 31.5094 | 31.3292 | 32.2485 | 31.9372 | 0 | 0 | 31.3956 | 0 | 0 | 31.761 | 0 | 0 | 31.7411 | 0 | 0 | 31.6106 | 0 | 0 | 31.4666 | 0 | 0 | 31.6413 | 0 | 0 | 31.5382 | 0 | 0 | 31.6708 | 0 | 0 | 32.4337 | 0 | 0
394 | 31.6199 | 31.1306 | 31.4653 | 31.8017 | 31.5794 | 31.6242 | 30.2593 | 32.7882 | 30.279 | 31.3914 | 31.3753 | 0 | 0 | 31.6684 | 0 | 0 | 31.1795 | 0 | 0 | 31.5194 | 0 | 0 | 31.5368 | 0 | 0 | 31.5212 | 0 | 0 | 31.5336 | 0 | 0 | 31.3688 | 0 | 0 | 31.3939 | 0 | 0 | 31.5794 | 0 | 0
395 | 30.4534 | 31.6793 | 31.7525 | 32.0439 | 30.5755 | 31.9568 | 31.0058 | 32.5488 | 32.0741 | 31.2839 | 31.0663 | 0 | 0 | 31.5254 | 0 | 0 | 31.7282 | 0 | 0 | 31.3009 | 0 | 0 | 31.4102 | 0 | 0 | 31.6518 | 0 | 0 | 31.502 | 0 | 0 | 31.6578 | 0 | 0 | 31.5374 | 0 | 0 | 30.5755 | 1 | 0
396 | 31.0396 | 31.0592 | 31.3559 | 32.6999 | 32.3722 | 30.2548 | 31.0384 | 32.1235 | 31.0368 | 32.6783 | 31.0494 | 0 | 0 | 31.7756 | 0 | 0 | 31.7193 | 0 | 0 | 31.7054 | 0 | 0 | 31.4636 | 0 | 0 | 31.5577 | 0 | 0 | 31.4929 | 0 | 0 | 31.6243 | 0 | 0 | 31.5659 | 0 | 0 | 32.3722 | 0 | 0
397 | 31.0017 | 31.7683 | 31.8682 | 31.9044 | 31.0131 | 31.5964 | 31.3472 | 32.3605 | 31.6009 | 29.716 | 31.385 | 0 | 0 | 31.5046 | 0 | 0 | 31.2562 | 0 | 0 | 31.5112 | 0 | 0 | 31.5254 | 0 | 0 | 31.694 | 0 | 0 | 31.6075 | 0 | 0 | 31.4639 | 0 | 0 | 31.4177 | 0 | 0 | 31.0131 | 0 | 0
398 | 31.944 | 31.5032 | 31.2809 | 31.2748 | 31.6891 | 32.4227 | 31.4189 | 32.5252 | 30.7018 | 31.5925 | 31.7236 | 0 | 0 | 31.7955 | 0 | 0 | 31.5596 | 0 | 0 | 31.5384 | 0 | 0 | 31.6858 | 0 | 0 | 31.7307 | 0 | 0 | 31.7573 | 0 | 0 | 31.601 | 0 | 0 | 31.6353 | 0 | 0 | 31.6891 | 0 | 0
399 | 31.16 | 30.4561 | 31.2183 | 31.5854 | 31.254 | 30.8841 | 32.2147 | 32.1711 | 30.9568 | 30.0459 | 30.8081 | 0 | 0 | 31.2412 | 0 | 0 | 31.3471 | 0 | 0 | 31.1348 | 0 | 0 | 31.093 | 0 | 0 | 31.3977 | 0 | 0 | 31.368 | 0 | 0 | 31.1985 | 0 | 0 | 31.1946 | 0 | 0 | 31.254 | 0 | 0
400 | 32.1243 | 30.782 | 31.0803 | 32.1362 | 31.7742 | 30.7039 | 31.2091 | 31.8238 | 31.4804 | 32.3262 | 31.4532 | 0 | 0 | 31.5381 | 0 | 0 | 31.7099 | 0 | 0 | 31.5794 | 0 | 0 | 31.4335 | 0 | 0 | 31.3585 | 0 | 0 | 31.4542 | 0 | 0 | 31.4796 | 0 | 0 | 31.544 | 0 | 0 | 31.7742 | 0 | 0
401 | 30.5132 | 31.7682 | 31.6244 | 31.5049 | 31.0023 | 31.9452 | 30.5873 | 32.0219 | 31.1132 | 31.388 | 31.1407 | 0 | 0 | 31.4841 | 0 | 0 | 31.2776 | 0 | 0 | 31.2826 | 0 | 0 | 31.393 | 0 | 0 | 31.4935 | 0 | 0 | 31.3709 | 0 | 0 | 31.4395 | 0 | 0 | 31.3469 | 0 | 0 | 31.0023 | 0 | 0
402 | 31.8215 | 31.0444 | 32.123 | 30.9295 | 31.5897 | 31.584 | 31.4812 | 31.2776 | 31.9135 | 31.0624 | 31.4329 | 0 | 0 | 31.3677 | 0 | 0 | 31.4337 | 0 | 0 | 31.5016 | 0 | 0 | 31.5153 | 0 | 0 | 31.4328 | 0 | 0 | 31.4814 | 0 | 0 | 31.445 | 0 | 0 | 31.4827 | 0 | 0 | 31.5897 | 0 | 0
403 | 32.6379 | 31.8195 | 32.4327 | 30.257 | 31.7395 | 31.6841 | 31.5498 | 31.9885 | 32.4739 | 31.8443 | 32.2287 | 0 | 0 | 31.2269 | 0 | 0 | 31.9641 | 0 | 0 | 31.7773 | 0 | 0 | 31.7618 | 0 | 0 | 31.6387 | 0 | 0 | 31.7636 | 0 | 0 | 31.7544 | 0 | 0 | 31.8427 | 0 | 0 | 31.7395 | 0 | 0
404 | 32.783 | 31.697 | 30.8248 | 31.7407 | 31.6612 | 31.2562 | 31.577 | 30.6679 | 30.6261 | 30.9843 | 32.24 | 0 | 0 | 31.5527 | 0 | 0 | 30.9638 | 0 | 0 | 31.7413 | 0 | 0 | 31.6605 | 0 | 0 | 31.3464 | 0 | 0 | 31.526 | 0 | 0 | 31.2261 | 0 | 0 | 31.3818 | 0 | 0 | 31.6612 | 0 | 0
405 | 32.3281 | 31.1773 | 32.0512 | 31.2018 | 31.5479 | 30.4733 | 31.0655 | 30.9563 | 30.828 | 32.2829 | 31.7527 | 0 | 0 | 31.0743 | 0 | 0 | 31.2832 | 0 | 0 | 31.6613 | 0 | 0 | 31.4633 | 0 | 0 | 31.2105 | 0 | 0 | 31.3502 | 0 | 0 | 31.2871 | 0 | 0 | 31.3912 | 0 | 0 | 31.5479 | 0 | 0
406 | 31.6355 | 30.8779 | 31.1462 | 31.5081 | 32.1444 | 31.6926 | 30.6448 | 31.2527 | 32.0597 | 31.6392 | 31.2567 | 0 | 0 | 31.7817 | 0 | 0 | 31.3991 | 0 | 0 | 31.4624 | 0 | 0 | 31.5008 | 0 | 0 | 31.3238 | 0 | 0 | 31.3628 | 0 | 0 | 31.4406 | 0 | 0 | 31.4601 | 0 | 0 | 32.1444 | 0 | 0
407 | 32.7248 | 30.6868 | 31.8978 | 31.9523 | 32.0627 | 30.8986 | 31.4605 | 31.9017 | 31.9041 | 32.6244 | 31.7058 | 0 | 0 | 31.6379 | 0 | 0 | 31.9727 | 0 | 0 | 31.8649 | 0 | 0 | 31.7038 | 0 | 0 | 31.5515 | 0 | 0 | 31.6981 | 0 | 0 | 31.7099 | 0 | 0 | 31.8114 | 0 | 0 | 32.0627 | 0 | 0
408 | 31.96 | 30.7108 | 30.4053 | 32.2507 | 32.1148 | 31.9737 | 31.1067 | 32.0758 | 31.7698 | 30.9882 | 31.3354 | 0 | 0 | 32.1131 | 0 | 0 | 31.4851 | 0 | 0 | 31.4883 | 0 | 0 | 31.5692 | 0 | 0 | 31.5197 | 0 | 0 | 31.5747 | 0 | 0 | 31.4884 | 0 | 0 | 31.5356 | 0 | 0 | 32.1148 | 0 | 0
409 | 30.1557 | 30.4001 | 31.4277 | 31.0222 | 30.9399 | 32.0064 | 32.569 | 30.9691 | 31.2068 | 31.0987 | 30.2779 | 1 | 0 | 31.3228 | 0 | 0 | 31.4609 | 0 | 0 | 30.7891 | 0 | 0 | 30.992 | 0 | 0 | 31.3335 | 0 | 0 | 31.1863 | 0 | 0 | 31.2933 | 0 | 0 | 31.1796 | 0 | 0 | 30.9399 | 0 | 0
410 | 32.4408 | 31.2058 | 31.9934 | 32.1286 | 31.6208 | 31.9196 | 31.7579 | 32.0764 | 31.5855 | 30.73 | 31.8233 | 0 | 0 | 31.8897 | 0 | 0 | 31.5374 | 0 | 0 | 31.8779 | 0 | 0 | 31.8848 | 0 | 0 | 31.8146 | 0 | 0 | 31.8929 | 0 | 0 | 31.6687 | 0 | 0 | 31.7459 | 0 | 0 | 31.6208 | 0 | 0
411 | 32.5977 | 32.3852 | 32.4495 | 31.2046 | 31.7629 | 31.9335 | 31.1869 | 31.0997 | 31.2228 | 31.3514 | 32.4914 | 0 | 0 | 31.6336 | 0 | 0 | 31.2152 | 0 | 0 | 32.08 | 0 | 0 | 32.0556 | 0 | 0 | 31.7175 | 0 | 0 | 31.8275 | 0 | 0 | 31.6218 | 0 | 0 | 31.7194 | 0 | 0 | 31.7629 | 0 | 0
412 | 30.8458 | 31.3343 | 30.6848 | 30.8725 | 31.7537 | 30.6912 | 33.264 | 31.6425 | 30.8681 | 31.4921 | 31.09 | 0 | 0 | 31.1058 | 0 | 0 | 31.8167 | 0 | 0 | 31.0982 | 0 | 0 | 31.0304 | 0 | 0 | 31.4633 | 0 | 0 | 31.3861 | 0 | 0 | 31.4003 | 0 | 0 | 31.3449 | 0 | 0 | 31.7537 | 0 | 0
413 | 31.9666 | 31.1901 | 31.6736 | 32.3447 | 31.9587 | 31.456 | 31.3385 | 31.3768 | 31.1334 | 31.6549 | 31.5784 | 0 | 0 | 31.9198 | 0 | 0 | 31.3759 | 0 | 0 | 31.8268 | 0 | 0 | 31.765 | 0 | 0 | 31.6198 | 0 | 0 | 31.6631 | 0 | 0 | 31.5696 | 0 | 0 | 31.6093 | 0 | 0 | 31.9587 | 0 | 0
414 | 32.0476 | 30.0548 | 31.8489 | 30.9902 | 32.5149 | 32.641 | 31.0438 | 31.5739 | 31.2485 | 31.4187 | 31.0512 | 0 | 0 | 32.0487 | 0 | 0 | 31.3212 | 0 | 0 | 31.4913 | 0 | 0 | 31.6829 | 0 | 0 | 31.5239 | 0 | 0 | 31.5894 | 0 | 0 | 31.4816 | 0 | 0 | 31.5382 | 0 | 0 | 32.5149 | 0 | 0
415 | 31.7317 | 30.8808 | 30.9973 | 32.708 | 31.0904 | 31.322 | 31.4922 | 31.2812 | 30.9533 | 30.4365 | 31.3063 | 0 | 0 | 31.7068 | 0 | 0 | 31.0408 | 0 | 0 | 31.4816 | 0 | 0 | 31.455 | 0 | 0 | 31.396 | 0 | 0 | 31.438 | 0 | 0 | 31.2402 | 0 | 0 | 31.2894 | 0 | 0 | 31.0904 | 0 | 0
416 | 31.8753 | 32.8121 | 32.2515 | 31.1769 | 30.8708 | 31.2631 | 31.076 | 32.5392 | 31.1233 | 31.1625 | 32.3437 | 0 | 0 | 31.1036 | 0 | 0 | 31.4753 | 0 | 0 | 31.7973 | 0 | 0 | 31.7083 | 0 | 0 | 31.7128 | 0 | 0 | 31.7331 | 0 | 0 | 31.5862 | 0 | 0 | 31.6151 | 0 | 0 | 30.8708 | 0 | 0
417 | 30.5797 | 31.4698 | 31.8235 | 31.4454 | 31.6781 | 31.3715 | 31.8396 | 30.8917 | 30.0983 | 32.1539 | 31.0248 | 0 | 0 | 31.4983 | 0 | 0 | 31.2459 | 0 | 0 | 31.3993 | 0 | 0 | 31.3947 | 0 | 0 | 31.5028 | 0 | 0 | 31.3874 | 0 | 0 | 31.4191 | 0 | 0 | 31.3351 | 0 | 0 | 31.6781 | 0 | 0
418 | 31.45 | 31.9694 | 31.2635 | 31.5862 | 31.1601 | 31.9206 | 31.2904 | 30.4535 | 32.5901 | 32.1187 | 31.7097 | 0 | 0 | 31.5556 | 0 | 0 | 31.6132 | 0 | 0 | 31.4858 | 0 | 0 | 31.5583 | 0 | 0 | 31.3777 | 0 | 0 | 31.3867 | 0 | 0 | 31.5947 | 0 | 0 | 31.5802 | 0 | 0 | 31.1601 | 0 | 0
419 | 30.3342 | 30.3078 | 31.1321 | 31.2998 | 32.1134 | 31.0844 | 30.7223 | 31.7709 | 31.5853 | 33.6514 | 30.321 | 1 | 0 | 31.4992 | 0 | 0 | 31.9325 | 0 | 0 | 31.0375 | 0 | 0 | 31.0453 | 0 | 0 | 31.2044 | 0 | 0 | 31.0956 | 0 | 0 | 31.5186 | 0 | 0 | 31.4002 | 0 | 0 | 32.1134 | 0 | 0
420 | 31.9671 | 30.6854 | 30.604 | 30.534 | 31.9861 | 30.2539 | 32.1964 | 31.9186 | 30.9215 | 31.5625 | 31.3262 | 0 | 0 | 30.9246 | 0 | 0 | 31.6498 | 0 | 0 | 31.1553 | 0 | 0 | 31.0051 | 0 | 0 | 31.1683 | 0 | 0 | 31.2682 | 0 | 0 | 31.1847 | 0 | 0 | 31.2629 | 0 | 0 | 31.9861 | 0 | 0
421 | 30.718 | 31.4103 | 30.9754 | 31.1974 | 31.2664 | 31.9236 | 32.3131 | 32.6837 | 31.653 | 31.9201 | 31.0642 | 0 | 0 | 31.4624 | 0 | 0 | 32.1425 | 0 | 0 | 31.1135 | 0 | 0 | 31.2485 | 0 | 0 | 31.6814 | 0 | 0 | 31.561 | 0 | 0 | 31.7048 | 0 | 0 | 31.6061 | 0 | 0 | 31.2664 | 0 | 0
422 | 30.7341 | 32.1637 | 31.5177 | 32.3453 | 31.1669 | 31.554 | 31.8809 | 30.307 | 32.596 | 31.9728 | 31.4489 | 0 | 0 | 31.6888 | 0 | 0 | 31.6892 | 0 | 0 | 31.5856 | 0 | 0 | 31.5803 | 0 | 0 | 31.5622 | 0 | 0 | 31.4587 | 0 | 0 | 31.7227 | 0 | 0 | 31.6239 | 0 | 0 | 31.1669 | 0 | 0
423 | 32.0208 | 31.6962 | 31.2057 | 31.4541 | 32.1555 | 30.1614 | 31.7112 | 32.4385 | 32.7854 | 31.7077 | 31.8585 | 0 | 0 | 31.257 | 0 | 0 | 32.1607 | 0 | 0 | 31.7065 | 0 | 0 | 31.4489 | 0 | 0 | 31.5461 | 0 | 0 | 31.6054 | 0 | 0 | 31.7017 | 0 | 0 | 31.7337 | 0 | 0 | 32.1555 | 0 | 0
424 | 31.6638 | 32.5626 | 30.6791 | 31.6759 | 31.7168 | 31.4172 | 33.0615 | 31.421 | 32.1596 | 30.2417 | 32.1132 | 0 | 0 | 31.6033 | 0 | 0 | 31.721 | 0 | 0 | 31.6597 | 0 | 0 | 31.6192 | 0 | 0 | 31.7906 | 0 | 0 | 31.7748 | 0 | 0 | 31.6595 | 0 | 0 | 31.6599 | 0 | 0 | 31.7168 | 0 | 0
425 | 31.219 | 31.2841 | 32.1719 | 29.9834 | 30.9839 | 31.3002 | 31.3832 | 32.6883 | 31.6523 | 31.5488 | 31.2515 | 0 | 0 | 30.7558 | 0 | 0 | 31.8182 | 0 | 0 | 31.1284 | 0 | 0 | 31.1571 | 0 | 0 | 31.3993 | 0 | 0 | 31.3767 | 0 | 0 | 31.444 | 0 | 0 | 31.4215 | 0 | 0 | 30.9839 | 0 | 0
426 | 31.5026 | 31.3103 | 31.736 | 32.4165 | 31.7234 | 31.0594 | 31.376 | 31.7378 | 30.7294 | 31.9908 | 31.4065 | 0 | 0 | 31.7331 | 0 | 0 | 31.4585 | 0 | 0 | 31.7378 | 0 | 0 | 31.6247 | 0 | 0 | 31.6228 | 0 | 0 | 31.6077 | 0 | 0 | 31.5644 | 0 | 0 | 31.5582 | 0 | 0 | 31.7234 | 0 | 0
427 | 31.6973 | 31.356 | 31.1004 | 31.5954 | 31.1929 | 30.7512 | 32.6762 | 31.1429 | 31.1053 | 31.5733 | 31.5266 | 0 | 0 | 31.1798 | 0 | 0 | 31.6245 | 0 | 0 | 31.3884 | 0 | 0 | 31.2822 | 0 | 0 | 31.4021 | 0 | 0 | 31.439 | 0 | 0 | 31.3882 | 0 | 0 | 31.4191 | 0 | 0 | 31.1929 | 0 | 0
428 | 32.3454 | 32.216 | 31.5306 | 31.16 | 31.8052 | 31.2909 | 31.9645 | 31.6587 | 31.1627 | 31.2902 | 32.2807 | 0 | 0 | 31.4187 | 0 | 0 | 31.519 | 0 | 0 | 31.8114 | 0 | 0 | 31.7247 | 0 | 0 | 31.6608 | 0 | 0 | 31.7464 | 0 | 0 | 31.5643 | 0 | 0 | 31.6424 | 0 | 0 | 31.8052 | 0 | 0
429 | 31.6074 | 30.5758 | 31.8615 | 32.1403 | 31.7465 | 32.3595 | 33.233 | 32.1673 | 30.7493 | 31.406 | 31.0916 | 0 | 0 | 32.0821 | 0 | 0 | 31.8889 | 0 | 0 | 31.5863 | 0 | 0 | 31.7152 | 0 | 0 | 32.012 | 0 | 0 | 31.9614 | 0 | 0 | 31.8044 | 0 | 0 | 31.7847 | 0 | 0 | 31.7465 | 0 | 0
430 | 32.7491 | 32.3144 | 32.6691 | 30.5636 | 31.1951 | 31.8616 | 30.5915 | 31.0814 | 32.586 | 31.8165 | 32.5318 | 0 | 1 | 31.2068 | 0 | 0 | 31.5188 | 0 | 0 | 31.8983 | 0 | 0 | 31.8922 | 0 | 0 | 31.4681 | 0 | 0 | 31.6282 | 0 | 0 | 31.631 | 0 | 0 | 31.7428 | 0 | 0 | 31.1951 | 0 | 0
431 | 31.4598 | 30.862 | 32.0201 | 30.7466 | 30.9477 | 32.2183 | 32.3717 | 30.5054 | 30.9506 | 31.0841 | 31.1609 | 0 | 0 | 31.3042 | 0 | 0 | 31.2279 | 0 | 0 | 31.2072 | 0 | 0 | 31.3757 | 0 | 0 | 31.3817 | 0 | 0 | 31.3914 | 0 | 0 | 31.3007 | 0 | 0 | 31.3166 | 0 | 0 | 30.9477 | 0 | 0
432 | 31.751 | 31.207 | 31.309 | 31.3116 | 33.0145 | 30.5 | 32.0223 | 31.3057 | 32.6126 | 30.9306 | 31.479 | 0 | 0 | 31.6087 | 0 | 0 | 31.7178 | 0 | 0 | 31.7186 | 0 | 0 | 31.5155 | 0 | 0 | 31.5243 | 0 | 0 | 31.5526 | 0 | 0 | 31.5792 | 0 | 0 | 31.5964 | 0 | 0 | 33.0145 | 0 | 1
433 | 32.1037 | 31.2702 | 31.5216 | 32.8492 | 31.6769 | 32.1368 | 31.5266 | 31.1652 | 31.2936 | 31.9187 | 31.6869 | 0 | 0 | 32.221 | 0 | 0 | 31.476 | 0 | 0 | 31.8843 | 0 | 0 | 31.9264 | 0 | 0 | 31.7352 | 0 | 0 | 31.7813 | 0 | 0 | 31.7065 | 0 | 0 | 31.7462 | 0 | 0 | 31.6769 | 0 | 0
434 | 31.723 | 31.6659 | 31.0253 | 30.3938 | 31.4308 | 30.765 | 31.1344 | 30.7022 | 31.8589 | 32.1028 | 31.6945 | 0 | 0 | 30.8632 | 0 | 0 | 31.4496 | 0 | 0 | 31.2477 | 0 | 0 | 31.1673 | 0 | 0 | 31.0168 | 0 | 0 | 31.105 | 0 | 0 | 31.231 | 0 | 0 | 31.2802 | 0 | 0 | 31.4308 | 0 | 0
435 | 31.724 | 31.3625 | 31.9825 | 31.8717 | 32.2315 | 31.4387 | 30.588 | 30.9987 | 32.5729 | 30.5866 | 31.5432 | 0 | 0 | 31.8473 | 0 | 0 | 31.1865 | 0 | 0 | 31.8344 | 0 | 0 | 31.7685 | 0 | 0 | 31.4962 | 0 | 0 | 31.5247 | 0 | 0 | 31.5148 | 0 | 0 | 31.5357 | 0 | 0 | 32.2315 | 0 | 0
436 | 31.8356 | 33.4799 | 30.6728 | 31.4766 | 31.083 | 31.5467 | 32.3315 | 30.9295 | 32.6704 | 31.9575 | 32.6578 | 0 | 1 | 31.3688 | 0 | 0 | 31.9722 | 0 | 0 | 31.7096 | 0 | 0 | 31.6825 | 0 | 0 | 31.6457 | 0 | 0 | 31.6695 | 0 | 0 | 31.7942 | 0 | 0 | 31.7984 | 0 | 0 | 31.083 | 0 | 0
437 | 31.0689 | 31.5513 | 31.4891 | 31.5554 | 32.0859 | 31.6215 | 32.0553 | 31.301 | 31.2572 | 31.6023 | 31.3101 | 0 | 0 | 31.7543 | 0 | 0 | 31.5539 | 0 | 0 | 31.5501 | 0 | 0 | 31.562 | 0 | 0 | 31.6656 | 0 | 0 | 31.591 | 0 | 0 | 31.6132 | 0 | 0 | 31.5588 | 0 | 0 | 32.0859 | 0 | 0
438 | 31.4502 | 31.4559 | 31.0432 | 32.4494 | 31.0917 | 32.5998 | 31.9927 | 31.0658 | 31.5458 | 32.2597 | 31.4531 | 0 | 0 | 32.047 | 0 | 0 | 31.716 | 0 | 0 | 31.4981 | 0 | 0 | 31.6817 | 0 | 0 | 31.6712 | 0 | 0 | 31.6436 | 0 | 0 | 31.7227 | 0 | 0 | 31.6954 | 0 | 0 | 31.0917 | 0 | 0
439 | 31.1974 | 32.2588 | 31.5972 | 31.9796 | 29.9672 | 31.5073 | 30.8564 | 32.836 | 32.1901 | 31.4428 | 31.7281 | 0 | 0 | 31.1514 | 0 | 0 | 31.8313 | 0 | 0 | 31.4 | 0 | 0 | 31.4179 | 0 | 0 | 31.5718 | 0 | 0 | 31.525 | 0 | 0 | 31.6261 | 0 | 0 | 31.5833 | 0 | 0 | 29.9672 | 1 | 0
440 | 32.0364 | 32.313 | 30.1134 | 30.9947 | 31.8836 | 31.0025 | 32.7417 | 32.1221 | 30.6878 | 30.3336 | 32.1747 | 0 | 0 | 31.2936 | 0 | 0 | 31.4713 | 0 | 0 | 31.4682 | 0 | 0 | 31.3906 | 0 | 0 | 31.5959 | 0 | 0 | 31.6509 | 0 | 0 | 31.3547 | 0 | 0 | 31.4229 | 0 | 0 | 31.8836 | 0 | 0
441 | 31.79 | 30.5838 | 31.5892 | 32.5081 | 30.35 | 32.1206 | 31.2539 | 31.7791 | 31.8821 | 32.1353 | 31.1869 | 0 | 0 | 31.6596 | 0 | 0 | 31.7626 | 0 | 0 | 31.3642 | 0 | 0 | 31.4903 | 0 | 0 | 31.4549 | 0 | 0 | 31.4968 | 0 | 0 | 31.578 | 0 | 0 | 31.5992 | 0 | 0 | 30.35 | 1 | 0
442 | 31.082 | 32.9692 | 31.0729 | 32.2718 | 33.1439 | 32.4933 | 32.4211 | 32.6294 | 32.0937 | 33.1091 | 32.0256 | 0 | 0 | 32.6363 | 0 | 1 | 32.5633 | 0 | 1 | 32.108 | 0 | 0 | 32.1722 | 0 | 0 | 32.4288 | 0 | 0 | 32.2604 | 0 | 0 | 32.4671 | 0 | 0 | 32.3286 | 0 | 0 | 33.1439 | 0 | 1
443 | 32.19 | 31.5806 | 30.8604 | 31.4764 | 32.0225 | 32.1957 | 31.7521 | 33.22 | 32.0423 | 30.4623 | 31.8853 | 0 | 0 | 31.8982 | 0 | 0 | 31.8692 | 0 | 0 | 31.626 | 0 | 0 | 31.7209 | 0 | 0 | 31.8725 | 0 | 0 | 31.9122 | 0 | 0 | 31.7347 | 0 | 0 | 31.7802 | 0 | 0 | 32.0225 | 0 | 0
444 | 29.858 | 31.4176 | 31.6965 | 31.0015 | 30.8818 | 32.0483 | 31.3532 | 31.2093 | 32.1941 | 30.8726 | 30.6378 | 0 | 0 | 31.3105 | 0 | 0 | 31.4073 | 0 | 0 | 30.9711 | 0 | 0 | 31.1506 | 0 | 0 | 31.3726 | 0 | 0 | 31.1833 | 0 | 0 | 31.4083 | 0 | 0 | 31.2533 | 0 | 0 | 30.8818 | 0 | 0
445 | 30.4931 | 31.2844 | 31.2191 | 31.0417 | 30.5217 | 30.2908 | 32.1799 | 33.0425 | 31.403 | 32.5761 | 30.8888 | 0 | 0 | 30.6181 | 1 | 0 | 32.3004 | 0 | 0 | 30.912 | 0 | 0 | 30.8085 | 0 | 0 | 31.3686 | 0 | 0 | 31.2591 | 0 | 0 | 31.5066 | 0 | 0 | 31.4052 | 0 | 0 | 30.5217 | 1 | 0
446 | 31.3315 | 31.9661 | 32.0102 | 31.3093 | 31.4511 | 31.2214 | 32.2478 | 31.9076 | 30.8073 | 31.3431 | 31.6488 | 0 | 0 | 31.3272 | 0 | 0 | 31.5765 | 0 | 0 | 31.6136 | 0 | 0 | 31.5483 | 0 | 0 | 31.7305 | 0 | 0 | 31.6806 | 0 | 0 | 31.5849 | 0 | 0 | 31.5595 | 0 | 0 | 31.4511 | 0 | 0
447 | 31.6384 | 32.1371 | 32.6239 | 32.31 | 31.9782 | 31.843 | 32.0659 | 32.2361 | 30.9885 | 31.5658 | 31.8877 | 0 | 0 | 32.0437 | 0 | 0 | 31.7141 | 0 | 0 | 32.1375 | 0 | 0 | 32.0884 | 0 | 0 | 32.1706 | 0 | 0 | 32.1041 | 0 | 0 | 31.972 | 0 | 0 | 31.9387 | 0 | 0 | 31.9782 | 0 | 0
448 | 32.4968 | 32.0255 | 31.4725 | 31.4863 | 30.8159 | 31.4947 | 31.5649 | 31.7376 | 32.4269 | 32.0302 | 32.2611 | 0 | 0 | 31.2656 | 0 | 0 | 31.9399 | 0 | 0 | 31.6594 | 0 | 0 | 31.632 | 0 | 0 | 31.5139 | 0 | 0 | 31.6368 | 0 | 0 | 31.6727 | 0 | 0 | 31.7551 | 0 | 0 | 30.8159 | 0 | 0
449 | 32.1098 | 32.0643 | 31.058 | 31.9442 | 32.2387 | 32.4873 | 31.5542 | 30.9043 | 31.7516 | 32.2184 | 32.087 | 0 | 0 | 32.2234 | 0 | 0 | 31.6071 | 0 | 0 | 31.883 | 0 | 0 | 31.9837 | 0 | 0 | 31.7502 | 0 | 0 | 31.7951 | 0 | 0 | 31.8023 | 0 | 0 | 31.8331 | 0 | 0 | 32.2387 | 0 | 0
450 | 32.2763 | 31.9885 | 32.6079 | 32.279 | 30.8935 | 32.3022 | 31.4341 | 32.2391 | 32.2044 | 31.034 | 32.1324 | 0 | 0 | 31.8249 | 0 | 0 | 31.7279 | 0 | 0 | 32.009 | 0 | 0 | 32.0579 | 0 | 0 | 31.9635 | 0 | 0 | 32.0026 | 0 | 0 | 31.887 | 0 | 0 | 31.9259 | 0 | 0 | 30.8935 | 0 | 0
451 | 31.2784 | 31.8133 | 31.7239 | 32.2757 | 30.7219 | 32.328 | 31.4436 | 31.7702 | 30.9905 | 30.5922 | 31.5458 | 0 | 0 | 31.7752 | 0 | 0 | 31.1991 | 0 | 0 | 31.5626 | 0 | 0 | 31.6902 | 0 | 0 | 31.7252 | 0 | 0 | 31.6694 | 0 | 0 | 31.5177 | 0 | 0 | 31.4938 | 0 | 0 | 30.7219 | 0 | 0
452 | 32.3044 | 32.9188 | 30.7066 | 30.4962 | 31.5546 | 31.0017 | 30.6708 | 31.4216 | 30.9982 | 30.7518 | 32.6116 | 0 | 1 | 31.0175 | 0 | 0 | 30.9606 | 0 | 0 | 31.5961 | 0 | 0 | 31.4971 | 0 | 0 | 31.2529 | 0 | 0 | 31.3843 | 0 | 0 | 31.1689 | 0 | 0 | 31.2825 | 0 | 0 | 31.5546 | 0 | 0
453 | 31.2607 | 31.0999 | 32.1217 | 31.9675 | 32.2891 | 31.8726 | 31.3868 | 31.601 | 32.8778 | 31.8536 | 31.1803 | 0 | 0 | 32.0431 | 0 | 0 | 31.9298 | 0 | 0 | 31.7478 | 0 | 0 | 31.7686 | 0 | 0 | 31.7627 | 0 | 0 | 31.6999 | 0 | 0 | 31.8967 | 0 | 0 | 31.8331 | 0 | 0 | 32.2891 | 0 | 0
454 | 31.7324 | 31.111 | 32.352 | 31.1309 | 32.4702 | 31.8849 | 31.3816 | 31.3943 | 31.9321 | 31.3467 | 31.4217 | 0 | 0 | 31.8287 | 0 | 0 | 31.5137 | 0 | 0 | 31.7593 | 0 | 0 | 31.7802 | 0 | 0 | 31.675 | 0 | 0 | 31.6822 | 0 | 0 | 31.6671 | 0 | 0 | 31.6736 | 0 | 0 | 32.4702 | 0 | 0
455 | 30.7282 | 31.2124 | 30.8744 | 32.2206 | 31.4168 | 31.063 | 31.8052 | 32.4684 | 31.8289 | 30.2267 | 30.9703 | 0 | 0 | 31.5668 | 0 | 0 | 31.5823 | 0 | 0 | 31.2905 | 0 | 0 | 31.2526 | 0 | 0 | 31.5801 | 0 | 0 | 31.4736 | 0 | 0 | 31.4574 | 0 | 0 | 31.3845 | 0 | 0 | 31.4168 | 0 | 0
456 | 32.8253 | 31.3455 | 31.1448 | 31.501 | 33.3305 | 30.2839 | 32.6343 | 30.1468 | 31.0093 | 32.1717 | 32.0854 | 0 | 0 | 31.7051 | 0 | 0 | 31.4905 | 0 | 0 | 32.0294 | 0 | 0 | 31.7385 | 0 | 0 | 31.4838 | 0 | 0 | 31.6515 | 0 | 0 | 31.5075 | 0 | 0 | 31.6393 | 0 | 0 | 33.3305 | 0 | 1
457 | 31.0832 | 30.906 | 33.0839 | 31.1928 | 32.2658 | 32.0209 | 32.5166 | 31.7344 | 32.2351 | 31.9084 | 30.9946 | 0 | 0 | 31.8265 | 0 | 0 | 32.0986 | 0 | 0 | 31.7064 | 0 | 0 | 31.7588 | 0 | 0 | 31.9601 | 0 | 0 | 31.8505 | 0 | 0 | 31.9849 | 0 | 0 | 31.8947 | 0 | 0 | 32.2658 | 0 | 0
458 | 32.2279 | 31.8598 | 31.1849 | 31.419 | 31.1348 | 30.7575 | 31.1081 | 31.1717 | 30.3258 | 31.877 | 32.0438 | 0 | 0 | 31.1038 | 0 | 0 | 31.1206 | 0 | 0 | 31.5653 | 0 | 0 | 31.4306 | 0 | 0 | 31.2337 | 0 | 0 | 31.3579 | 0 | 0 | 31.2043 | 0 | 0 | 31.3066 | 0 | 0 | 31.1348 | 0 | 0
459 | 30.1792 | 32.1182 | 31.6368 | 31.2447 | 31.6223 | 31.7817 | 33.1139 | 32.156 | 31.4658 | 31.5445 | 31.1487 | 0 | 0 | 31.5496 | 0 | 0 | 32.07 | 0 | 0 | 31.3603 | 0 | 0 | 31.4305 | 0 | 0 | 31.9534 | 0 | 0 | 31.7316 | 0 | 0 | 31.8538 | 0 | 0 | 31.6863 | 0 | 0 | 31.6223 | 0 | 0
460 | 31.5571 | 32.32 | 31.7088 | 30.1571 | 32.6046 | 31.7412 | 31.6217 | 32.5827 | 31.4246 | 31.5436 | 31.9385 | 0 | 0 | 31.501 | 0 | 0 | 31.7931 | 0 | 0 | 31.6695 | 0 | 0 | 31.6815 | 0 | 0 | 31.8194 | 0 | 0 | 31.7866 | 0 | 0 | 31.7449 | 0 | 0 | 31.7261 | 0 | 0 | 32.6046 | 0 | 1
461 | 31.6229 | 30.4819 | 31.8033 | 30.9455 | 31.8544 | 32.1027 | 31.4828 | 31.078 | 30.6264 | 32.4206 | 31.0524 | 0 | 0 | 31.6342 | 0 | 0 | 31.4019 | 0 | 0 | 31.3416 | 0 | 0 | 31.4685 | 0 | 0 | 31.3927 | 0 | 0 | 31.4214 | 0 | 0 | 31.4217 | 0 | 0 | 31.4419 | 0 | 0 | 31.8544 | 0 | 0
462 | 31.4185 | 33.0621 | 31.1999 | 31.7931 | 32.2003 | 31.7682 | 31.6466 | 32.0896 | 31.9816 | 33.1425 | 32.2403 | 0 | 0 | 31.9205 | 0 | 0 | 32.2151 | 0 | 0 | 31.9348 | 0 | 0 | 31.907 | 0 | 0 | 31.9657 | 0 | 0 | 31.8973 | 0 | 0 | 32.0982 | 0 | 0 | 32.0302 | 0 | 0 | 32.2003 | 0 | 0
463 | 31.0695 | 31.1365 | 32.0574 | 32.5032 | 31.3929 | 29.918 | 32.0976 | 31.4736 | 32.1873 | 32.1821 | 31.103 | 0 | 0 | 31.2713 | 0 | 0 | 31.9852 | 0 | 0 | 31.6319 | 0 | 0 | 31.3462 | 0 | 0 | 31.5113 | 0 | 0 | 31.4561 | 0 | 0 | 31.661 | 0 | 0 | 31.6018 | 0 | 0 | 31.3929 | 0 | 0
464 | 30.4734 | 31.2525 | 31.169 | 32.0978 | 31.0494 | 31.7184 | 32.1995 | 32.1346 | 31.0095 | 31.4035 | 30.863 | 0 | 0 | 31.6219 | 0 | 0 | 31.6868 | 0 | 0 | 31.2084 | 0 | 0 | 31.2934 | 0 | 0 | 31.6602 | 0 | 0 | 31.5118 | 0 | 0 | 31.5594 | 0 | 0 | 31.4508 | 0 | 0 | 31.0494 | 0 | 0
465 | 30.0715 | 30.6552 | 30.6442 | 32.3901 | 31.2848 | 30.4168 | 31.584 | 33.5701 | 31.7271 | 30.9857 | 30.3633 | 1 | 0 | 31.3639 | 0 | 0 | 31.9667 | 0 | 0 | 31.0092 | 0 | 0 | 30.9104 | 0 | 0 | 31.5064 | 0 | 0 | 31.3271 | 0 | 0 | 31.4731 | 0 | 0 | 31.3329 | 0 | 0 | 31.2848 | 0 | 0
466 | 32.6821 | 31.1016 | 31.7391 | 31.4335 | 31.4037 | 31.3288 | 31.3279 | 31.7935 | 31.7878 | 32.8672 | 31.8918 | 0 | 0 | 31.3887 | 0 | 0 | 31.9441 | 0 | 0 | 31.672 | 0 | 0 | 31.6148 | 0 | 0 | 31.4469 | 0 | 0 | 31.6013 | 0 | 0 | 31.6426 | 0 | 0 | 31.7465 | 0 | 0 | 31.4037 | 0 | 0
467 | 31.683 | 31.6132 | 32.3485 | 31.3501 | 31.9985 | 31.0731 | 31.128 | 31.8091 | 32.7602 | 31.9516 | 31.6481 | 0 | 0 | 31.4739 | 0 | 0 | 31.9122 | 0 | 0 | 31.7987 | 0 | 0 | 31.6777 | 0 | 0 | 31.6172 | 0 | 0 | 31.6254 | 0 | 0 | 31.7814 | 0 | 0 | 31.7715 | 0 | 0 | 31.9985 | 0 | 0
468 | 31.1041 | 31.8061 | 31.9329 | 31.0331 | 31.6594 | 30.9811 | 31.9164 | 30.8803 | 31.972 | 31.6775 | 31.4551 | 0 | 0 | 31.2245 | 0 | 0 | 31.6116 | 0 | 0 | 31.5071 | 0 | 0 | 31.4194 | 0 | 0 | 31.4585 | 0 | 0 | 31.4142 | 0 | 0 | 31.5399 | 0 | 0 | 31.4963 | 0 | 0 | 31.6594 | 0 | 0
469 | 31.4458 | 30.2729 | 30.4015 | 32.0067 | 31.2744 | 32.4706 | 31.7042 | 31.6673 | 31.5313 | 30.9425 | 30.8594 | 0 | 0 | 31.9172 | 0 | 0 | 31.4613 | 0 | 0 | 31.0803 | 0 | 0 | 31.312 | 0 | 0 | 31.3997 | 0 | 0 | 31.4054 | 0 | 0 | 31.3635 | 0 | 0 | 31.3717 | 0 | 0 | 31.2744 | 0 | 0
470 | 31.4132 | 30.8821 | 31.6193 | 32.2242 | 30.0674 | 31.2081 | 30.4813 | 32.2652 | 31.8192 | 32.4137 | 31.1477 | 0 | 0 | 31.1666 | 0 | 0 | 31.7449 | 0 | 0 | 31.2413 | 0 | 0 | 31.2357 | 0 | 0 | 31.2497 | 0 | 0 | 31.2701 | 0 | 0 | 31.4423 | 0 | 0 | 31.4394 | 0 | 0 | 30.0674 | 1 | 0
471 | 31.8395 | 31.5319 | 31.3734 | 32.6484 | 31.3805 | 31.1598 | 31.7619 | 32.3151 | 30.0635 | 30.4561 | 31.6857 | 0 | 0 | 31.7296 | 0 | 0 | 31.1492 | 0 | 0 | 31.7548 | 0 | 0 | 31.6556 | 0 | 0 | 31.7387 | 0 | 0 | 31.7513 | 0 | 0 | 31.4101 | 0 | 0 | 31.453 | 0 | 0 | 31.3805 | 0 | 0
472 | 31.0991 | 32.4653 | 31.8814 | 31.2699 | 32.2839 | 32.0843 | 32.6036 | 31.2946 | 31.2493 | 32.4877 | 31.7822 | 0 | 0 | 31.8794 | 0 | 0 | 31.9088 | 0 | 0 | 31.7999 | 0 | 0 | 31.8473 | 0 | 0 | 31.9833 | 0 | 0 | 31.8728 | 0 | 0 | 31.9578 | 0 | 0 | 31.8719 | 0 | 0 | 32.2839 | 0 | 0
473 | 32.6852 | 30.6805 | 30.8255 | 30.0739 | 32.5445 | 30.8007 | 32.4077 | 30.6825 | 32.2616 | 33.0918 | 31.6829 | 0 | 0 | 31.1397 | 0 | 0 | 32.1109 | 0 | 0 | 31.3619 | 0 | 0 | 31.2684 | 0 | 0 | 31.145 | 0 | 0 | 31.3376 | 0 | 0 | 31.4854 | 0 | 0 | 31.6054 | 0 | 0 | 32.5445 | 0 | 1
474 | 32.0271 | 31.9353 | 32.159 | 30.9709 | 31.31 | 31.7556 | 32.1349 | 30.8553 | 30.6636 | 31.2403 | 31.9812 | 0 | 0 | 31.3455 | 0 | 0 | 31.2235 | 0 | 0 | 31.6805 | 0 | 0 | 31.693 | 0 | 0 | 31.5887 | 0 | 0 | 31.6435 | 0 | 0 | 31.4472 | 0 | 0 | 31.5052 | 0 | 0 | 31.31 | 0 | 0
475 | 31.3874 | 31.3137 | 31.6074 | 31.9565 | 30.9895 | 32.2156 | 31.3981 | 31.2586 | 30.881 | 32.4981 | 31.3505 | 0 | 0 | 31.7205 | 0 | 0 | 31.5089 | 0 | 0 | 31.4509 | 0 | 0 | 31.5783 | 0 | 0 | 31.5342 | 0 | 0 | 31.5158 | 0 | 0 | 31.5687 | 0 | 0 | 31.5506 | 0 | 0 | 30.9895 | 0 | 0
476 | 31.5948 | 30.6683 | 31.1384 | 32.5687 | 32.0939 | 30.201 | 32.0394 | 31.6142 | 32.7096 | 31.8357 | 31.1315 | 0 | 0 | 31.6212 | 0 | 0 | 32.0497 | 0 | 0 | 31.6128 | 0 | 0 | 31.3775 | 0 | 0 | 31.4748 | 0 | 0 | 31.4898 | 0 | 0 | 31.6521 | 0 | 0 | 31.6464 | 0 | 0 | 32.0939 | 0 | 0
477 | 31.1122 | 31.3029 | 31.8736 | 30.2316 | 32.515 | 32.232 | 32.0149 | 31.8329 | 30.9585 | 31.7946 | 31.2076 | 0 | 0 | 31.6595 | 0 | 0 | 31.6502 | 0 | 0 | 31.4071 | 0 | 0 | 31.5445 | 0 | 0 | 31.7147 | 0 | 0 | 31.6394 | 0 | 0 | 31.6396 | 0 | 0 | 31.5868 | 0 | 0 | 32.515 | 0 | 0
478 | 31.2101 | 32.7208 | 31.1875 | 31.4413 | 31.54 | 30.9119 | 32.6564 | 31.7295 | 29.7854 | 31.6645 | 31.9654 | 0 | 0 | 31.2977 | 0 | 0 | 31.4589 | 0 | 0 | 31.6199 | 0 | 0 | 31.5019 | 0 | 0 | 31.7411 | 0 | 0 | 31.6747 | 0 | 0 | 31.5152 | 0 | 0 | 31.4847 | 0 | 0 | 31.54 | 0 | 0
479 | 31.6951 | 32.0751 | 30.3466 | 32.4629 | 33.0184 | 31.878 | 30.3146 | 31.1364 | 31.3093 | 31.4693 | 31.8851 | 0 | 0 | 32.4531 | 0 | 0 | 31.0574 | 0 | 0 | 31.9196 | 0 | 0 | 31.9127 | 0 | 0 | 31.6046 | 0 | 0 | 31.6159 | 0 | 0 | 31.5567 | 0 | 0 | 31.5706 | 0 | 0 | 33.0184 | 0 | 1
480 | 30.9308 | 30.5278 | 30.9431 | 30.7494 | 30.3575 | 31.718 | 31.0309 | 30.4767 | 31.2281 | 31.338 | 30.7293 | 0 | 0 | 30.9416 | 0 | 0 | 31.0184 | 0 | 0 | 30.7017 | 0 | 0 | 30.8711 | 0 | 0 | 30.829 | 0 | 0 | 30.8418 | 0 | 0 | 30.9299 | 0 | 0 | 30.93 | 0 | 0 | 30.3575 | 1 | 0
481 | 30.814 | 31.4743 | 30.4533 | 30.9893 | 31.0227 | 31.9189 | 33.0893 | 31.2458 | 32.8673 | 30.5317 | 31.1441 | 0 | 0 | 31.3103 | 0 | 0 | 31.9335 | 0 | 0 | 30.9507 | 0 | 0 | 31.1121 | 0 | 0 | 31.4562 | 0 | 0 | 31.376 | 0 | 0 | 31.5103 | 0 | 0 | 31.4407 | 0 | 0 | 31.0227 | 0 | 0
482 | 31.8285 | 31.0259 | 30.4527 | 31.6806 | 31.3347 | 31.2766 | 30.8909 | 31.4185 | 31.4861 | 30.8641 | 31.4272 | 0 | 0 | 31.4306 | 0 | 0 | 31.1649 | 0 | 0 | 31.2645 | 0 | 0 | 31.2665 | 0 | 0 | 31.1543 | 0 | 0 | 31.2385 | 0 | 0 | 31.1589 | 0 | 0 | 31.2259 | 0 | 0 | 31.3347 | 0 | 0
483 | 31.6999 | 32.3982 | 33.8633 | 30.4404 | 30.6896 | 30.7148 | 31.1463 | 30.6702 | 31.2724 | 32.1471 | 32.049 | 0 | 0 | 30.6149 | 1 | 0 | 31.309 | 0 | 0 | 31.8183 | 0 | 0 | 31.6344 | 0 | 0 | 31.4175 | 0 | 0 | 31.4528 | 0 | 0 | 31.4825 | 0 | 0 | 31.5042 | 0 | 0 | 30.6896 | 0 | 0
484 | 31.8309 | 31.4407 | 32.5979 | 30.8424 | 30.1624 | 30.8627 | 31.1465 | 31.5563 | 32.7889 | 31.8134 | 31.6358 | 0 | 0 | 30.6225 | 1 | 0 | 31.8263 | 0 | 0 | 31.3748 | 0 | 0 | 31.2895 | 0 | 0 | 31.2298 | 0 | 0 | 31.305 | 0 | 0 | 31.4679 | 0 | 0 | 31.5042 | 0 | 0 | 30.1624 | 1 | 0
485 | 31.5768 | 32.8977 | 30.9461 | 30.7554 | 30.7053 | 32.0467 | 33.2638 | 32.2202 | 31.3441 | 30.7537 | 32.2373 | 0 | 0 | 31.1691 | 0 | 0 | 31.8954 | 0 | 0 | 31.3763 | 0 | 0 | 31.488 | 0 | 0 | 31.8336 | 0 | 0 | 31.8015 | 0 | 0 | 31.6592 | 0 | 0 | 31.651 | 0 | 0 | 30.7053 | 0 | 0
486 | 30.9752 | 31.4058 | 32.508 | 31.909 | 31.9881 | 32.6849 | 31.0777 | 31.5231 | 31.0166 | 30.4295 | 31.1905 | 0 | 0 | 32.194 | 0 | 0 | 31.0117 | 0 | 0 | 31.7572 | 0 | 0 | 31.9118 | 0 | 0 | 31.8709 | 0 | 0 | 31.759 | 0 | 0 | 31.6159 | 0 | 0 | 31.5518 | 0 | 0 | 31.9881 | 0 | 0
487 | 30.1563 | 31.9923 | 32.6187 | 32.6691 | 31.018 | 31.2072 | 31.9058 | 31.5018 | 31.1347 | 31.0814 | 31.0743 | 0 | 0 | 31.6314 | 0 | 0 | 31.4059 | 0 | 0 | 31.6909 | 0 | 0 | 31.6103 | 0 | 0 | 31.8447 | 0 | 0 | 31.6337 | 0 | 0 | 31.681 | 0 | 0 | 31.5285 | 0 | 0 | 31.018 | 0 | 0
488 | 30.9951 | 31.0214 | 32.3916 | 32.2593 | 31.2684 | 31.4782 | 31.5711 | 32.3156 | 32.0816 | 33.2798 | 31.0082 | 0 | 0 | 31.6686 | 0 | 0 | 32.312 | 0 | 0 | 31.5872 | 0 | 0 | 31.569 | 0 | 0 | 31.758 | 0 | 0 | 31.6626 | 0 | 0 | 31.963 | 0 | 0 | 31.8662 | 0 | 0 | 31.2684 | 0 | 0
489 | 31.4118 | 30.6575 | 32.2214 | 30.6088 | 32.1705 | 32.2447 | 31.5937 | 32.5636 | 32.4949 | 31.3163 | 31.0346 | 0 | 0 | 31.6747 | 0 | 0 | 31.9921 | 0 | 0 | 31.414 | 0 | 0 | 31.5525 | 0 | 0 | 31.7229 | 0 | 0 | 31.684 | 0 | 0 | 31.7635 | 0 | 0 | 31.7283 | 0 | 0 | 32.1705 | 0 | 0
490 | 29.7727 | 32.3952 | 32.7679 | 30.8568 | 32.2821 | 31.8503 | 32.4522 | 30.9803 | 32.4034 | 32.1436 | 31.0839 | 0 | 0 | 31.6631 | 0 | 0 | 31.9949 | 0 | 0 | 31.6149 | 0 | 0 | 31.6542 | 0 | 0 | 31.9407 | 0 | 0 | 31.6697 | 0 | 0 | 32.0146 | 0 | 0 | 31.7904 | 0 | 0 | 32.2821 | 0 | 0
491 | 31.5072 | 31.8736 | 32.4319 | 30.1676 | 30.8696 | 31.8823 | 32.4849 | 31.587 | 30.7038 | 32.1469 | 31.6904 | 0 | 0 | 30.9732 | 0 | 0 | 31.7307 | 0 | 0 | 31.37 | 0 | 0 | 31.4554 | 0 | 0 | 31.6138 | 0 | 0 | 31.6005 | 0 | 0 | 31.572 | 0 | 0 | 31.5655 | 0 | 0 | 30.8696 | 0 | 0
492 | 31.0272 | 31.5819 | 31.2522 | 30.9628 | 31.5442 | 31.7895 | 32.043 | 32.4619 | 31.4011 | 31.3637 | 31.3046 | 0 | 0 | 31.4322 | 0 | 0 | 31.8174 | 0 | 0 | 31.2737 | 0 | 0 | 31.3596 | 0 | 0 | 31.6622 | 0 | 0 | 31.5828 | 0 | 0 | 31.6 | 0 | 0 | 31.5428 | 0 | 0 | 31.5442 | 0 | 0
493 | 32.357 | 31.6621 | 32.0429 | 32.6666 | 32.1656 | 31.5805 | 30.3962 | 31.5727 | 30.6838 | 31.2436 | 32.0095 | 0 | 0 | 32.1376 | 0 | 0 | 30.9741 | 0 | 0 | 32.1788 | 0 | 0 | 32.0791 | 0 | 0 | 31.7267 | 0 | 0 | 31.8055 | 0 | 0 | 31.5571 | 0 | 0 | 31.6371 | 0 | 0 | 32.1656 | 0 | 0
494 | 31.8041 | 31.1208 | 32.0094 | 32.0906 | 32.5418 | 32.9066 | 31.9185 | 32.3006 | 32.1369 | 30.2039 | 31.4625 | 0 | 0 | 32.513 | 0 | 0 | 31.64 | 0 | 0 | 31.9133 | 0 | 0 | 32.0789 | 0 | 0 | 32.1269 | 0 | 0 | 32.0865 | 0 | 0 | 31.9143 | 0 | 0 | 31.9033 | 0 | 0 | 32.5418 | 0 | 1
495 | 31.4221 | 31.6815 | 31.4232 | 32.5613 | 32.5756 | 30.3184 | 32.4747 | 31.2029 | 32.1471 | 31.1121 | 31.5518 | 0 | 0 | 31.8185 | 0 | 0 | 31.7342 | 0 | 0 | 31.9327 | 0 | 0 | 31.6637 | 0 | 0 | 31.7482 | 0 | 0 | 31.7075 | 0 | 0 | 31.7219 | 0 | 0 | 31.6919 | 0 | 0 | 32.5756 | 0 | 1
496 | 30.8936 | 31.3437 | 31.5547 | 32.5898 | 32.2757 | 31.0118 | 31.4554 | 31.551 | 31.6796 | 30.869 | 31.1186 | 0 | 0 | 31.9591 | 0 | 0 | 31.3887 | 0 | 0 | 31.7315 | 0 | 0 | 31.6115 | 0 | 0 | 31.6831 | 0 | 0 | 31.5844 | 0 | 0 | 31.5923 | 0 | 0 | 31.5224 | 0 | 0 | 32.2757 | 0 | 0
497 | 31.3538 | 31.758 | 30.289 | 31.8189 | 31.4644 | 31.3611 | 30.8139 | 29.9773 | 31.6044 | 32.3969 | 31.5559 | 0 | 0 | 31.5481 | 0 | 0 | 31.1981 | 0 | 0 | 31.3368 | 0 | 0 | 31.3409 | 0 | 0 | 31.0689 | 0 | 0 | 31.1046 | 0 | 0 | 31.276 | 0 | 0 | 31.2838 | 0 | 0 | 31.4644 | 0 | 0
498 | 32.6217 | 31.989 | 31.3356 | 31.4692 | 31.3736 | 31.1032 | 30.666 | 31.611 | 31.8785 | 32.3142 | 32.3053 | 0 | 0 | 31.3153 | 0 | 0 | 31.6174 | 0 | 0 | 31.7578 | 0 | 0 | 31.6487 | 0 | 0 | 31.3639 | 0 | 0 | 31.5211 | 0 | 0 | 31.5267 | 0 | 0 | 31.6362 | 0 | 0 | 31.3736 | 0 | 0
499 | 32.2094 | 31.0283 | 32.3308 | 31.5954 | 31.1915 | 32.8071 | 31.6993 | 32.6322 | 31.9771 | 30.6444 | 31.6189 | 0 | 0 | 31.8646 | 0 | 0 | 31.7383 | 0 | 0 | 31.6711 | 0 | 0 | 31.8604 | 0 | 0 | 31.8978 | 0 | 0 | 31.9367 | 0 | 0 | 31.7673 | 0 | 0 | 31.8115 | 0 | 0 | 31.1915 | 0 | 0
500 | 31.6415 | 32.461 | 32.1211 | 32.9003 | 31.948 | 32.0578 | 30.8896 | 31.3526 | 31.23 | 30.9735 | 32.0513 | 0 | 0 | 32.302 | 0 | 0 | 31.1114 | 0 | 0 | 32.2144 | 0 | 0 | 32.1883 | 0 | 0 | 31.9615 | 0 | 0 | 31.9215 | 0 | 0 | 31.7704 | 0 | 0 | 31.7575 | 0 | 0 | 31.948 | 0 | 0
501 | 31.531 | 31.1002 | 30.5972 | 30.0409 | 30.6596 | 30.4649 | 32.0554 | 31.4506 | 30.8917 | 31.2935 | 31.3156 | 0 | 0 | 30.3885 | 1 | 0 | 31.4228 | 0 | 0 | 30.7858 | 0 | 0 | 30.7323 | 0 | 0 | 30.9098 | 0 | 0 | 30.9875 | 0 | 0 | 30.9505 | 0 | 0 | 31.0085 | 0 | 0 | 30.6596 | 0 | 0
502 | 30.7653 | 31.3126 | 32.0491 | 31.8555 | 30.3174 | 31.0103 | 32.3607 | 32.3381 | 32.2601 | 31.4374 | 31.0389 | 0 | 0 | 31.061 | 0 | 0 | 32.0991 | 0 | 0 | 31.26 | 0 | 0 | 31.2184 | 0 | 0 | 31.6062 | 0 | 0 | 31.5011 | 0 | 0 | 31.6601 | 0 | 0 | 31.5706 | 0 | 0 | 30.3174 | 1 | 0
503 | 32.4507 | 30.9602 | 32.1577 | 31.6789 | 33.7193 | 30.3808 | 30.9148 | 31.0449 | 31.3352 | 31.9064 | 31.7054 | 0 | 0 | 31.9263 | 0 | 0 | 31.3003 | 0 | 0 | 32.1933 | 0 | 0 | 31.8913 | 0 | 0 | 31.5509 | 0 | 0 | 31.6634 | 0 | 0 | 31.5665 | 0 | 0 | 31.6549 | 0 | 0 | 33.7193 | 0 | 1
504 | 32.9509 | 31.2346 | 31.6815 | 31.9901 | 32.1573 | 31.5541 | 31.0244 | 31.6423 | 31.4647 | 29.9484 | 32.0927 | 0 | 0 | 31.9005 | 0 | 0 | 31.0199 | 0 | 0 | 32.0029 | 0 | 0 | 31.9281 | 0 | 0 | 31.612 | 0 | 0 | 31.7794 | 0 | 0 | 31.4108 | 0 | 0 | 31.5648 | 0 | 0 | 32.1573 | 0 | 0
505 | 31.8384 | 30.473 | 31.6368 | 31.1011 | 32.2775 | 30.4847 | 31.799 | 31.3501 | 31.9311 | 30.903 | 31.1557 | 0 | 0 | 31.2878 | 0 | 0 | 31.4958 | 0 | 0 | 31.4654 | 0 | 0 | 31.3019 | 0 | 0 | 31.3032 | 0 | 0 | 31.3701 | 0 | 0 | 31.3285 | 0 | 0 | 31.3795 | 0 | 0 | 32.2775 | 0 | 0
506 | 31.4934 | 30.5757 | 31.8166 | 31.9406 | 31.2857 | 30.307 | 32.9989 | 32.099 | 31.7403 | 31.9636 | 31.0346 | 0 | 0 | 31.1778 | 0 | 0 | 32.2004 | 0 | 0 | 31.4224 | 0 | 0 | 31.2365 | 0 | 0 | 31.5748 | 0 | 0 | 31.5646 | 0 | 0 | 31.6364 | 0 | 0 | 31.6221 | 0 | 0 | 31.2857 | 0 | 0
507 | 31.468 | 30.6884 | 31.0554 | 32.5808 | 32.1112 | 30.859 | 31.5036 | 31.7651 | 32.2035 | 32.1816 | 31.0782 | 0 | 0 | 31.8503 | 0 | 0 | 31.9134 | 0 | 0 | 31.5807 | 0 | 0 | 31.4605 | 0 | 0 | 31.5091 | 0 | 0 | 31.5039 | 0 | 0 | 31.6609 | 0 | 0 | 31.6416 | 0 | 0 | 32.1112 | 0 | 0
508 | 32.6195 | 32.7189 | 31.7126 | 31.9342 | 31.0792 | 31.3705 | 32.1752 | 31.5768 | 32.9447 | 31.7915 | 32.6692 | 0 | 1 | 31.4613 | 0 | 0 | 32.1221 | 0 | 0 | 32.0129 | 0 | 0 | 31.9058 | 0 | 0 | 31.7954 | 0 | 0 | 31.8984 | 0 | 0 | 31.9226 | 0 | 0 | 31.9923 | 0 | 0 | 31.0792 | 0 | 0
509 | 32.7355 | 31.4206 | 31.3602 | 30.6782 | 32.0963 | 31.1556 | 32.1875 | 31.8331 | 31.3713 | 31.3418 | 32.078 | 0 | 0 | 31.31 | 0 | 0 | 31.6834 | 0 | 0 | 31.6582 | 0 | 0 | 31.5744 | 0 | 0 | 31.5331 | 0 | 0 | 31.6834 | 0 | 0 | 31.4939 | 0 | 0 | 31.618 | 0 | 0 | 32.0963 | 0 | 0
510 | 31.9078 | 31.7234 | 33.2004 | 31.4272 | 32.5113 | 31.6308 | 31.1384 | 30.9374 | 30.5065 | 31.484 | 31.8156 | 0 | 0 | 31.8565 | 0 | 0 | 31.0166 | 0 | 0 | 32.154 | 0 | 0 | 32.0668 | 0 | 0 | 31.7956 | 0 | 0 | 31.8096 | 0 | 0 | 31.6177 | 0 | 0 | 31.6467 | 0 | 0 | 32.5113 | 0 | 0
511 | 29.8548 | 30.5354 | 32.0428 | 31.7716 | 29.8215 | 31.1559 | 31.6151 | 32.3005 | 31.5703 | 30.1716 | 30.1951 | 1 | 0 | 30.9163 | 0 | 0 | 31.4144 | 0 | 0 | 30.8052 | 0 | 0 | 30.8637 | 0 | 0 | 31.3204 | 0 | 0 | 31.1372 | 0 | 0 | 31.2205 | 0 | 0 | 31.0839 | 0 | 0 | 29.8215 | 1 | 0
512 | 32.1288 | 30.081 | 30.5522 | 30.0849 | 31.252 | 31.2142 | 31.1048 | 31.3337 | 32.0109 | 31.5957 | 31.1049 | 0 | 0 | 30.8504 | 0 | 0 | 31.5113 | 0 | 0 | 30.8198 | 0 | 0 | 30.8855 | 0 | 0 | 30.8033 | 0 | 0 | 30.969 | 0 | 0 | 31.0255 | 0 | 0 | 31.1358 | 0 | 0 | 31.252 | 0 | 0
513 | 32.3518 | 31.5384 | 30.9166 | 31.802 | 31.3913 | 31.3483 | 32.0487 | 30.1913 | 32.0081 | 31.206 | 31.9451 | 0 | 0 | 31.5139 | 0 | 0 | 31.3635 | 0 | 0 | 31.6 | 0 | 0 | 31.5581 | 0 | 0 | 31.3195 | 0 | 0 | 31.4485 | 0 | 0 | 31.3834 | 0 | 0 | 31.4802 | 0 | 0 | 31.3913 | 0 | 0
514 | 32.8906 | 31.6225 | 30.9333 | 31.598 | 32.3166 | 30.1839 | 32.8838 | 30.959 | 31.5619 | 31.4823 | 32.2566 | 0 | 0 | 31.3662 | 0 | 0 | 31.7217 | 0 | 0 | 31.8722 | 0 | 0 | 31.5908 | 0 | 0 | 31.4996 | 0 | 0 | 31.6735 | 0 | 0 | 31.5046 | 0 | 0 | 31.6432 | 0 | 0 | 32.3166 | 0 | 0
515 | 32.2173 | 31.8653 | 31.8484 | 31.9865 | 31.831 | 31.6197 | 31.2158 | 31.5234 | 31.363 | 31.491 | 32.0413 | 0 | 0 | 31.8124 | 0 | 0 | 31.3983 | 0 | 0 | 31.9497 | 0 | 0 | 31.8947 | 0 | 0 | 31.6986 | 0 | 0 | 31.7634 | 0 | 0 | 31.6382 | 0 | 0 | 31.6961 | 0 | 0 | 31.831 | 0 | 0
516 | 32.2632 | 31.5034 | 31.8507 | 31.7581 | 31.3559 | 29.3062 | 32.2883 | 31.5933 | 30.8085 | 31.5187 | 31.8833 | 0 | 0 | 30.8067 | 0 | 0 | 31.5522 | 0 | 0 | 31.7463 | 0 | 0 | 31.3396 | 0 | 0 | 31.3794 | 0 | 0 | 31.4899 | 0 | 0 | 31.3315 | 0 | 0 | 31.4246 | 0 | 0 | 31.3559 | 0 | 0
517 | 32.2853 | 31.1353 | 32.3827 | 31.3411 | 30.5163 | 32.5888 | 31.498 | 31.3015 | 31.982 | 31.0992 | 31.7103 | 0 | 0 | 31.4821 | 0 | 0 | 31.4702 | 0 | 0 | 31.5322 | 0 | 0 | 31.7083 | 0 | 0 | 31.5377 | 0 | 0 | 31.6311 | 0 | 0 | 31.5383 | 0 | 0 | 31.613 | 0 | 0 | 30.5163 | 1 | 0
518 | 30.6988 | 32.0046 | 31.2973 | 32.0867 | 31.6211 | 31.1953 | 31.4704 | 31.8772 | 30.8162 | 31.8876 | 31.3517 | 0 | 0 | 31.6344 | 0 | 0 | 31.5129 | 0 | 0 | 31.5417 | 0 | 0 | 31.484 | 0 | 0 | 31.6504 | 0 | 0 | 31.5314 | 0 | 0 | 31.5841 | 0 | 0 | 31.4955 | 0 | 0 | 31.6211 | 0 | 0
519 | 31.2182 | 31.6738 | 31.7503 | 31.9473 | 31.4379 | 32.067 | 29.9527 | 31.2612 | 31.2704 | 31.3697 | 31.446 | 0 | 0 | 31.8174 | 0 | 0 | 30.9635 | 0 | 0 | 31.6055 | 0 | 0 | 31.6824 | 0 | 0 | 31.4415 | 0 | 0 | 31.4135 | 0 | 0 | 31.4145 | 0 | 0 | 31.3948 | 0 | 0 | 31.4379 | 0 | 0
520 | 29.8188 | 32.5264 | 33.195 | 30.1986 | 31.4641 | 32.0146 | 30.8799 | 32.3029 | 31.7545 | 31.9704 | 31.1726 | 0 | 0 | 31.2258 | 0 | 0 | 31.7269 | 0 | 0 | 31.4406 | 0 | 0 | 31.5362 | 0 | 0 | 31.7974 | 0 | 0 | 31.55 | 0 | 0 | 31.8118 | 0 | 0 | 31.6125 | 0 | 0 | 31.4641 | 0 | 0
521 | 31.8756 | 31.4012 | 30.9111 | 31.5162 | 31.3619 | 32.3077 | 31.6436 | 31.877 | 31.8315 | 31.4067 | 31.6384 | 0 | 0 | 31.7286 | 0 | 0 | 31.6897 | 0 | 0 | 31.4132 | 0 | 0 | 31.5623 | 0 | 0 | 31.5741 | 0 | 0 | 31.6118 | 0 | 0 | 31.5841 | 0 | 0 | 31.6133 | 0 | 0 | 31.3619 | 0 | 0
522 | 32.4224 | 30.9684 | 30.5801 | 32.0897 | 31.7597 | 32.0005 | 31.5615 | 32.2368 | 31.3155 | 31.9321 | 31.6954 | 0 | 0 | 31.95 | 0 | 0 | 31.7615 | 0 | 0 | 31.5641 | 0 | 0 | 31.6368 | 0 | 0 | 31.5995 | 0 | 0 | 31.7024 | 0 | 0 | 31.6049 | 0 | 0 | 31.6867 | 0 | 0 | 31.7597 | 0 | 0
523 | 31.0005 | 31.3593 | 32.04 | 32.7634 | 31.9735 | 32.8133 | 31.983 | 30.7935 | 31.4094 | 31.7225 | 31.1799 | 0 | 0 | 32.5167 | 0 | 0 | 31.4771 | 0 | 0 | 31.8273 | 0 | 0 | 31.9917 | 0 | 0 | 31.9609 | 0 | 0 | 31.8408 | 0 | 0 | 31.8731 | 0 | 0 | 31.7858 | 0 | 0 | 31.9735 | 0 | 0
524 | 31.1363 | 32.3678 | 30.9994 | 31.5067 | 31.7225 | 31.48 | 29.9603 | 32.1318 | 31.8213 | 31.4852 | 31.752 | 0 | 0 | 31.5698 | 0 | 0 | 31.3497 | 0 | 0 | 31.5465 | 0 | 0 | 31.5355 | 0 | 0 | 31.4527 | 0 | 0 | 31.4131 | 0 | 0 | 31.4972 | 0 | 0 | 31.4611 | 0 | 0 | 31.7225 | 0 | 0
525 | 31.8284 | 31.9417 | 30.32 | 31.1277 | 31.2932 | 30.6247 | 29.852 | 30.8219 | 31.8959 | 32.246 | 31.8851 | 0 | 0 | 31.0152 | 0 | 0 | 31.204 | 0 | 0 | 31.3022 | 0 | 0 | 31.1893 | 0 | 0 | 30.8544 | 0 | 0 | 30.9762 | 0 | 0 | 31.1248 | 0 | 0 | 31.1951 | 0 | 0 | 31.2932 | 0 | 0
526 | 31.1793 | 31.2473 | 31.3225 | 31.4936 | 31.4 | 32.2528 | 32.672 | 30.8009 | 30.7195 | 31.7003 | 31.2133 | 0 | 0 | 31.7155 | 0 | 0 | 31.4732 | 0 | 0 | 31.3285 | 0 | 0 | 31.4826 | 0 | 0 | 31.5984 | 0 | 0 | 31.546 | 0 | 0 | 31.5121 | 0 | 0 | 31.4788 | 0 | 0 | 31.4 | 0 | 0
527 | 31.6348 | 31.1516 | 32.6342 | 30.9805 | 31.5581 | 31.5996 | 30.5709 | 31.4747 | 32.7175 | 31.9392 | 31.3932 | 0 | 0 | 31.3794 | 0 | 0 | 31.6756 | 0 | 0 | 31.5918 | 0 | 0 | 31.5931 | 0 | 0 | 31.4242 | 0 | 0 | 31.4506 | 0 | 0 | 31.6251 | 0 | 0 | 31.6261 | 0 | 0 | 31.5581 | 0 | 0
528 | 32.7089 | 31.9163 | 32.74 | 31.5771 | 31.3541 | 31.8237 | 30.6634 | 31.2898 | 30.8001 | 31.7723 | 32.3126 | 0 | 0 | 31.585 | 0 | 0 | 31.1314 | 0 | 0 | 32.0593 | 0 | 0 | 32.02 | 0 | 0 | 31.6235 | 0 | 0 | 31.7592 | 0 | 0 | 31.5485 | 0 | 0 | 31.6646 | 0 | 0 | 31.3541 | 0 | 0
529 | 31.71 | 31.8943 | 30.3203 | 32.0434 | 31.4437 | 32.6389 | 31.6855 | 31.8114 | 31.9018 | 30.2064 | 31.8022 | 0 | 0 | 32.042 | 0 | 0 | 31.4013 | 0 | 0 | 31.4823 | 0 | 0 | 31.6751 | 0 | 0 | 31.6911 | 0 | 0 | 31.6934 | 0 | 0 | 31.5495 | 0 | 0 | 31.5656 | 0 | 0 | 31.4437 | 0 | 0
530 | 30.9721 | 31.0015 | 31.579 | 31.5855 | 31.5881 | 31.0651 | 32.0009 | 32.1168 | 31.0232 | 30.8867 | 30.9868 | 0 | 0 | 31.4129 | 0 | 0 | 31.5069 | 0 | 0 | 31.3452 | 0 | 0 | 31.2985 | 0 | 0 | 31.5624 | 0 | 0 | 31.4886 | 0 | 0 | 31.4274 | 0 | 0 | 31.3819 | 0 | 0 | 31.5881 | 0 | 0
531 | 29.8912 | 31.0455 | 30.4126 | 30.6174 | 31.9347 | 31.7387 | 32.6839 | 32.4029 | 29.8695 | 30.9292 | 30.4684 | 1 | 0 | 31.4303 | 0 | 0 | 31.4714 | 0 | 0 | 30.7803 | 0 | 0 | 30.94 | 0 | 0 | 31.548 | 0 | 0 | 31.3409 | 0 | 0 | 31.2927 | 0 | 0 | 31.1526 | 0 | 0 | 31.9347 | 0 | 0
532 | 31.4222 | 30.5022 | 32.2749 | 31.0815 | 30.3703 | 32.0903 | 32.2094 | 31.2928 | 31.2002 | 30.6907 | 30.9622 | 0 | 0 | 31.1807 | 0 | 0 | 31.3483 | 0 | 0 | 31.1302 | 0 | 0 | 31.2902 | 0 | 0 | 31.403 | 0 | 0 | 31.4054 | 0 | 0 | 31.3014 | 0 | 0 | 31.3134 | 0 | 0 | 30.3703 | 1 | 0
533 | 31.7295 | 30.7146 | 32.608 | 31.8248 | 31.5379 | 31.5952 | 31.2476 | 31.0312 | 30.3988 | 31.1076 | 31.222 | 0 | 0 | 31.6526 | 0 | 0 | 30.9463 | 0 | 0 | 31.6829 | 0 | 0 | 31.6683 | 0 | 0 | 31.5085 | 0 | 0 | 31.5361 | 0 | 0 | 31.3406 | 0 | 0 | 31.3795 | 0 | 0 | 31.5379 | 0 | 0
534 | 31.4218 | 31.5033 | 31.5058 | 31.9967 | 31.218 | 30.7238 | 32.1069 | 32.2724 | 31.7548 | 31.3193 | 31.4626 | 0 | 0 | 31.3128 | 0 | 0 | 31.8634 | 0 | 0 | 31.5291 | 0 | 0 | 31.3949 | 0 | 0 | 31.6181 | 0 | 0 | 31.5936 | 0 | 0 | 31.6001 | 0 | 0 | 31.5823 | 0 | 0 | 31.218 | 0 | 0
535 | 32.733 | 30.4377 | 31.6265 | 31.4294 | 32.1431 | 31.2482 | 31.3812 | 31.9129 | 32.442 | 32.7446 | 31.5853 | 0 | 0 | 31.6069 | 0 | 0 | 32.1202 | 0 | 0 | 31.6739 | 0 | 0 | 31.603 | 0 | 0 | 31.4542 | 0 | 0 | 31.614 | 0 | 0 | 31.7073 | 0 | 0 | 31.8099 | 0 | 0 | 32.1431 | 0 | 0
536 | 30.8575 | 31.6133 | 31.9479 | 31.0217 | 31.7835 | 31.341 | 31.3618 | 31.8939 | 30.7234 | 30.0003 | 31.2354 | 0 | 0 | 31.382 | 0 | 0 | 30.9949 | 0 | 0 | 31.4448 | 0 | 0 | 31.4275 | 0 | 0 | 31.5661 | 0 | 0 | 31.4776 | 0 | 0 | 31.2985 | 0 | 0 | 31.2544 | 0 | 0 | 31.7835 | 0 | 0
537 | 31.3007 | 32.4463 | 32.0477 | 30.9883 | 31.4526 | 32.6421 | 32.684 | 32.7434 | 31.5196 | 31.0258 | 31.8735 | 0 | 0 | 31.6943 | 0 | 0 | 31.9932 | 0 | 0 | 31.6471 | 0 | 0 | 31.8129 | 0 | 0 | 32.1435 | 0 | 0 | 32.0381 | 0 | 0 | 31.95 | 0 | 0 | 31.885 | 0 | 0 | 31.4526 | 0 | 0
538 | 32.2478 | 31.5964 | 30.731 | 32.3482 | 31.013 | 30.9178 | 32.1444 | 33.0362 | 31.244 | 31.5296 | 31.9221 | 0 | 0 | 31.4263 | 0 | 0 | 31.9885 | 0 | 0 | 31.5873 | 0 | 0 | 31.4757 | 0 | 0 | 31.6839 | 0 | 0 | 31.7544 | 0 | 0 | 31.6178 | 0 | 0 | 31.6808 | 0 | 0 | 31.013 | 0 | 0
539 | 31.6979 | 31.725 | 32.1543 | 32.5159 | 31.4477 | 32.1347 | 31.4503 | 32.249 | 31.39 | 31.9787 | 31.7115 | 0 | 0 | 32.0328 | 0 | 0 | 31.767 | 0 | 0 | 31.9082 | 0 | 0 | 31.9459 | 0 | 0 | 31.9539 | 0 | 0 | 31.9219 | 0 | 0 | 31.894 | 0 | 0 | 31.8744 | 0 | 0 | 31.4477 | 0 | 0
540 | 31.5293 | 31.2019 | 31.7675 | 31.3747 | 32.0326 | 33.0621 | 30.9588 | 30.6159 | 32.1958 | 31.4483 | 31.3656 | 0 | 0 | 32.1564 | 0 | 0 | 31.3047 | 0 | 0 | 31.5812 | 0 | 0 | 31.828 | 0 | 0 | 31.5734 | 0 | 0 | 31.5678 | 0 | 0 | 31.6286 | 0 | 0 | 31.6187 | 0 | 0 | 32.0326 | 0 | 0
541 | 31.439 | 31.4591 | 33.0145 | 31.2966 | 31.9118 | 31.3815 | 31.3473 | 29.8855 | 31.903 | 32.2531 | 31.449 | 0 | 0 | 31.53 | 0 | 0 | 31.3472 | 0 | 0 | 31.8242 | 0 | 0 | 31.7504 | 0 | 0 | 31.4709 | 0 | 0 | 31.4669 | 0 | 0 | 31.6058 | 0 | 0 | 31.5891 | 0 | 0 | 31.9118 | 0 | 0
542 | 30.0448 | 30.4239 | 31.2635 | 31.2417 | 30.276 | 31.8918 | 31.3947 | 30.561 | 31.1065 | 30.5442 | 30.2343 | 1 | 0 | 31.1365 | 0 | 0 | 30.9016 | 0 | 0 | 30.65 | 0 | 0 | 30.8569 | 0 | 0 | 31.0075 | 0 | 0 | 30.8872 | 0 | 0 | 30.967 | 0 | 0 | 30.8748 | 0 | 0 | 30.276 | 1 | 0
543 | 31.838 | 31.1546 | 31.9591 | 31.2482 | 31.4192 | 31.3318 | 32.0416 | 31.05 | 31.26 | 32.3062 | 31.4963 | 0 | 0 | 31.3331 | 0 | 0 | 31.6644 | 0 | 0 | 31.5238 | 0 | 0 | 31.4918 | 0 | 0 | 31.4578 | 0 | 0 | 31.5053 | 0 | 0 | 31.5301 | 0 | 0 | 31.5609 | 0 | 0 | 31.4192 | 0 | 0
544 | 32.8199 | 31.6042 | 31.1729 | 31.3224 | 31.1855 | 30.531 | 30.9507 | 31.5301 | 32.5738 | 31.1294 | 32.2121 | 0 | 0 | 31.013 | 0 | 0 | 31.546 | 0 | 0 | 31.621 | 0 | 0 | 31.4393 | 0 | 0 | 31.1853 | 0 | 0 | 31.3896 | 0 | 0 | 31.3334 | 0 | 0 | 31.482 | 0 | 0 | 31.1855 | 0 | 0
545 | 31.5295 | 30.7913 | 32.2313 | 31.3795 | 30.5797 | 31.7215 | 31.6508 | 31.0301 | 32.055 | 32.0752 | 31.1604 | 0 | 0 | 31.2269 | 0 | 0 | 31.7028 | 0 | 0 | 31.3022 | 0 | 0 | 31.3721 | 0 | 0 | 31.3406 | 0 | 0 | 31.3642 | 0 | 0 | 31.5016 | 0 | 0 | 31.5044 | 0 | 0 | 30.5797 | 1 | 0
546 | 30.7227 | 32.636 | 32.7608 | 30.6938 | 30.9591 | 31.1359 | 32.5247 | 31.9203 | 31.3094 | 32.8513 | 31.6794 | 0 | 0 | 30.9296 | 0 | 0 | 32.1514 | 0 | 0 | 31.5545 | 0 | 0 | 31.4847 | 0 | 0 | 31.8044 | 0 | 0 | 31.6692 | 0 | 0 | 31.8657 | 0 | 0 | 31.7514 | 0 | 0 | 30.9591 | 0 | 0
547 | 31.1127 | 30.5932 | 31.3311 | 31.4878 | 31.3383 | 31.9766 | 30.5847 | 31.8833 | 31.9707 | 31.1865 | 30.8529 | 0 | 0 | 31.6009 | 0 | 0 | 31.4063 | 0 | 0 | 31.1726 | 0 | 0 | 31.3066 | 0 | 0 | 31.3136 | 0 | 0 | 31.2884 | 0 | 0 | 31.3725 | 0 | 0 | 31.3465 | 0 | 0 | 31.3383 | 0 | 0
548 | 31.9127 | 30.6579 | 31.4466 | 31.0908 | 31.4861 | 31.369 | 31.0244 | 34.1553 | 30.8946 | 31.9868 | 31.2853 | 0 | 0 | 31.3153 | 0 | 0 | 32.0153 | 0 | 0 | 31.3188 | 0 | 0 | 31.3272 | 0 | 0 | 31.6043 | 0 | 0 | 31.6429 | 0 | 0 | 31.5679 | 0 | 0 | 31.6024 | 0 | 0 | 31.4861 | 0 | 0
549 | 31.3449 | 29.8581 | 33.5966 | 32.2963 | 31.5708 | 32.2612 | 32.1381 | 31.3733 | 31.7885 | 32.6046 | 30.6015 | 1 | 0 | 32.0428 | 0 | 0 | 31.9761 | 0 | 0 | 31.7333 | 0 | 0 | 31.8213 | 0 | 0 | 31.8706 | 0 | 0 | 31.8049 | 0 | 0 | 31.9431 | 0 | 0 | 31.8832 | 0 | 0 | 31.5708 | 0 | 0
550 | 31.8752 | 31.9955 | 31.9644 | 31.358 | 31.6507 | 32.1326 | 31.3595 | 31.3549 | 32.3364 | 29.7522 | 31.9353 | 0 | 0 | 31.7138 | 0 | 0 | 31.2007 | 0 | 0 | 31.7687 | 0 | 0 | 31.8294 | 0 | 0 | 31.6879 | 0 | 0 | 31.7113 | 0 | 0 | 31.5449 | 0 | 0 | 31.5779 | 0 | 0 | 31.6507 | 0 | 0
551 | 32.6603 | 30.8595 | 30.8177 | 32.8793 | 31.3923 | 30.9884 | 33.7034 | 31.6604 | 31.4143 | 31.3106 | 31.7599 | 0 | 0 | 31.7533 | 0 | 0 | 32.0222 | 0 | 0 | 31.7218 | 0 | 0 | 31.5996 | 0 | 0 | 31.7573 | 0 | 0 | 31.8702 | 0 | 0 | 31.6695 | 0 | 0 | 31.7686 | 0 | 0 | 31.3923 | 0 | 0
552 | 31.5811 | 30.9884 | 31.7323 | 29.617 | 30.7244 | 32.4362 | 31.0861 | 30.0804 | 31.5956 | 32.8262 | 31.2847 | 0 | 0 | 30.9259 | 0 | 0 | 31.397 | 0 | 0 | 30.9286 | 0 | 0 | 31.1799 | 0 | 0 | 30.9521 | 0 | 0 | 31.0307 | 0 | 0 | 31.2318 | 0 | 0 | 31.2667 | 0 | 0 | 30.7244 | 0 | 0
553 | 32.0613 | 30.9834 | 31.4299 | 30.9839 | 30.4272 | 31.3624 | 31.2095 | 30.9104 | 32.7343 | 30.9456 | 31.5223 | 0 | 0 | 30.9245 | 0 | 0 | 31.4499 | 0 | 0 | 31.1771 | 0 | 0 | 31.208 | 0 | 0 | 31.0438 | 0 | 0 | 31.171 | 0 | 0 | 31.2207 | 0 | 0 | 31.3048 | 0 | 0 | 30.4272 | 1 | 0
554 | 32.2831 | 32.3781 | 32.2228 | 32.2128 | 33.0187 | 30.8199 | 32.6151 | 32.2349 | 31.8712 | 31.6463 | 32.3306 | 0 | 0 | 32.0171 | 0 | 0 | 32.0919 | 0 | 0 | 32.4231 | 0 | 0 | 32.1559 | 0 | 0 | 32.2146 | 0 | 0 | 32.2232 | 0 | 0 | 32.1133 | 0 | 0 | 32.1303 | 0 | 0 | 33.0187 | 0 | 1
555 | 32.2804 | 30.0936 | 32.8269 | 30.5725 | 31.8082 | 31.2986 | 33.01 | 31.7432 | 31.3418 | 31.1411 | 31.187 | 0 | 0 | 31.2264 | 0 | 0 | 31.809 | 0 | 0 | 31.5163 | 0 | 0 | 31.48 | 0 | 0 | 31.6219 | 0 | 0 | 31.7042 | 0 | 0 | 31.5373 | 0 | 0 | 31.6116 | 0 | 0 | 31.8082 | 0 | 0
556 | 31.6187 | 31.7669 | 32.6 | 31.6945 | 31.0757 | 32.4682 | 31.865 | 31.8671 | 32.2062 | 31.0764 | 31.6928 | 0 | 0 | 31.7461 | 0 | 0 | 31.7537 | 0 | 0 | 31.7511 | 0 | 0 | 31.8707 | 0 | 0 | 31.9053 | 0 | 0 | 31.8695 | 0 | 0 | 31.8467 | 0 | 0 | 31.8239 | 0 | 0 | 31.0757 | 0 | 0
557 | 32.3138 | 31.3035 | 31.2165 | 31.4097 | 31.9926 | 31.2747 | 30.1289 | 31.6687 | 30.5374 | 31.9128 | 31.8087 | 0 | 0 | 31.559 | 0 | 0 | 31.0619 | 0 | 0 | 31.6472 | 0 | 0 | 31.5851 | 0 | 0 | 31.2849 | 0 | 0 | 31.4135 | 0 | 0 | 31.2716 | 0 | 0 | 31.3759 | 0 | 0 | 31.9926 | 0 | 0
558 | 30.4349 | 33.2769 | 30.5554 | 31.8587 | 32.0505 | 30.7303 | 31.82 | 31.7247 | 31.6088 | 32.1815 | 31.8559 | 0 | 0 | 31.5465 | 0 | 0 | 31.8337 | 0 | 0 | 31.6353 | 0 | 0 | 31.4845 | 0 | 0 | 31.7166 | 0 | 0 | 31.5564 | 0 | 0 | 31.7563 | 0 | 0 | 31.6242 | 0 | 0 | 32.0505 | 0 | 0
559 | 31.4095 | 31.675 | 31.1184 | 31.0783 | 31.6587 | 31.1234 | 31.1897 | 31.4042 | 31.7404 | 31.0312 | 31.5423 | 0 | 0 | 31.2868 | 0 | 0 | 31.3414 | 0 | 0 | 31.388 | 0 | 0 | 31.3439 | 0 | 0 | 31.3211 | 0 | 0 | 31.3322 | 0 | 0 | 31.3355 | 0 | 0 | 31.3429 | 0 | 0 | 31.6587 | 0 | 0
560 | 32.8778 | 32.4094 | 30.8932 | 31.4008 | 32.5516 | 31.893 | 32.0422 | 31.8796 | 32.3506 | 31.9002 | 32.6436 | 0 | 1 | 31.9485 | 0 | 0 | 32.0432 | 0 | 0 | 32.0266 | 0 | 0 | 32.0043 | 0 | 0 | 31.8671 | 0 | 0 | 31.9935 | 0 | 0 | 31.9245 | 0 | 0 | 32.0198 | 0 | 0 | 32.5516 | 0 | 1
561 | 32.9356 | 31.1295 | 31.148 | 31.2039 | 31.1038 | 30.9827 | 32.3826 | 31.3336 | 32.3115 | 31.0868 | 32.0325 | 0 | 0 | 31.0968 | 0 | 0 | 31.7786 | 0 | 0 | 31.5042 | 0 | 0 | 31.4172 | 0 | 0 | 31.3263 | 0 | 0 | 31.5275 | 0 | 0 | 31.4092 | 0 | 0 | 31.5618 | 0 | 0 | 31.1038 | 0 | 0
562 | 30.8658 | 32.4953 | 30.9794 | 31.4129 | 31.1585 | 32.4618 | 32.1638 | 31.9742 | 31.6895 | 31.4682 | 31.6805 | 0 | 0 | 31.6777 | 0 | 0 | 31.824 | 0 | 0 | 31.3824 | 0 | 0 | 31.5623 | 0 | 0 | 31.8066 | 0 | 0 | 31.689 | 0 | 0 | 31.756 | 0 | 0 | 31.6669 | 0 | 0 | 31.1585 | 0 | 0
563 | 32.2269 | 31.8806 | 32.2936 | 31.3741 | 33.7452 | 31.2135 | 32.339 | 30.8705 | 30.9456 | 31.2652 | 32.0538 | 0 | 0 | 32.111 | 0 | 0 | 31.3551 | 0 | 0 | 32.3041 | 0 | 0 | 32.1223 | 0 | 0 | 31.9595 | 0 | 0 | 31.9929 | 0 | 0 | 31.7697 | 0 | 0 | 31.8154 | 0 | 0 | 33.7452 | 0 | 1
564 | 32.1479 | 31.6532 | 31.6812 | 30.7097 | 32.0412 | 30.9025 | 31.7414 | 31.06 | 31.9418 | 32.7126 | 31.9005 | 0 | 0 | 31.2178 | 0 | 0 | 31.8639 | 0 | 0 | 31.6466 | 0 | 0 | 31.5226 | 0 | 0 | 31.3985 | 0 | 0 | 31.4921 | 0 | 0 | 31.6048 | 0 | 0 | 31.6591 | 0 | 0 | 32.0412 | 0 | 0
565 | 31.4078 | 32.2456 | 31.7596 | 31.2814 | 30.9575 | 32.6317 | 32.8366 | 32.7783 | 31.8926 | 31.6828 | 31.8267 | 0 | 0 | 31.6235 | 0 | 0 | 32.2976 | 0 | 0 | 31.5304 | 0 | 0 | 31.7139 | 0 | 0 | 32.0701 | 0 | 0 | 31.9873 | 0 | 0 | 32.0073 | 0 | 0 | 31.9474 | 0 | 0 | 30.9575 | 0 | 0
566 | 31.2706 | 31.2929 | 30.8315 | 31.8857 | 30.4917 | 31.4791 | 30.9723 | 30.7226 | 30.7905 | 30.8724 | 31.2818 | 0 | 0 | 31.2855 | 0 | 0 | 30.8395 | 0 | 0 | 31.1545 | 0 | 0 | 31.2086 | 0 | 0 | 31.0965 | 0 | 0 | 31.1183 | 0 | 0 | 31.0376 | 0 | 0 | 31.0609 | 0 | 0 | 30.4917 | 1 | 0
567 | 32.0382 | 30.5733 | 30.4987 | 31.706 | 32.6042 | 31.9392 | 29.5866 | 32.4416 | 30.5273 | 30.4896 | 31.3058 | 0 | 0 | 32.0831 | 0 | 0 | 30.7613 | 0 | 0 | 31.4841 | 0 | 0 | 31.5599 | 0 | 0 | 31.3357 | 0 | 0 | 31.4235 | 0 | 0 | 31.1518 | 0 | 0 | 31.2405 | 0 | 0 | 32.6042 | 0 | 1
568 | 31.0403 | 31.6179 | 30.9376 | 31.569 | 31.5819 | 32.2308 | 31.7915 | 33.0161 | 29.9007 | 30.0955 | 31.3291 | 0 | 0 | 31.7939 | 0 | 0 | 31.201 | 0 | 0 | 31.3493 | 0 | 0 | 31.4962 | 0 | 0 | 31.8207 | 0 | 0 | 31.7231 | 0 | 0 | 31.4157 | 0 | 0 | 31.3781 | 0 | 0 | 31.5819 | 0 | 0
569 | 32.5059 | 31.5551 | 30.852 | 31.6537 | 31.7841 | 32.0495 | 31.0111 | 32.1864 | 31.8694 | 32.1562 | 32.0305 | 0 | 0 | 31.8291 | 0 | 0 | 31.8058 | 0 | 0 | 31.6702 | 0 | 0 | 31.7334 | 0 | 0 | 31.5846 | 0 | 0 | 31.6997 | 0 | 0 | 31.6797 | 0 | 0 | 31.7624 | 0 | 0 | 31.7841 | 0 | 0
570 | 30.7026 | 31.5956 | 32.0589 | 30.8795 | 32.956 | 30.7368 | 31.9765 | 30.4411 | 31.4369 | 30.7643 | 31.1491 | 0 | 0 | 31.5241 | 0 | 0 | 31.1547 | 0 | 0 | 31.6385 | 0 | 0 | 31.4882 | 0 | 0 | 31.5206 | 0 | 0 | 31.4184 | 0 | 0 | 31.4273 | 0 | 0 | 31.3548 | 0 | 0 | 32.956 | 0 | 1
571 | 31.2049 | 29.9247 | 31.3683 | 31.114 | 31.5611 | 31.3631 | 31.7005 | 31.7275 | 30.2442 | 31.9075 | 30.5648 | 1 | 0 | 31.346 | 0 | 0 | 31.3949 | 0 | 0 | 31.0346 | 0 | 0 | 31.0893 | 0 | 0 | 31.2513 | 0 | 0 | 31.2455 | 0 | 0 | 31.2123 | 0 | 0 | 31.2116 | 0 | 0 | 31.5611 | 0 | 0
572 | 30.7469 | 31.8624 | 30.8316 | 31.3941 | 30.8227 | 32.4511 | 31.3935 | 31.4122 | 32.573 | 30.6279 | 31.3047 | 0 | 0 | 31.556 | 0 | 0 | 31.5016 | 0 | 0 | 31.1315 | 0 | 0 | 31.3515 | 0 | 0 | 31.4525 | 0 | 0 | 31.3643 | 0 | 0 | 31.4854 | 0 | 0 | 31.4115 | 0 | 0 | 30.8227 | 0 | 0
573 | 31.8776 | 32.0655 | 31.4029 | 31.2764 | 30.6349 | 31.8056 | 31.5165 | 32.3857 | 32.9535 | 31.2659 | 31.9715 | 0 | 0 | 31.2389 | 0 | 0 | 32.0304 | 0 | 0 | 31.4514 | 0 | 0 | 31.5105 | 0 | 0 | 31.5839 | 0 | 0 | 31.6206 | 0 | 0 | 31.7008 | 0 | 0 | 31.7184 | 0 | 0 | 30.6349 | 0 | 0
574 | 32.1822 | 31.4846 | 32.0193 | 31.1683 | 31.8952 | 31.3423 | 31.1525 | 31.8607 | 31.7737 | 32.3935 | 31.8334 | 0 | 0 | 31.4686 | 0 | 0 | 31.7951 | 0 | 0 | 31.7499 | 0 | 0 | 31.682 | 0 | 0 | 31.5604 | 0 | 0 | 31.6381 | 0 | 0 | 31.6767 | 0 | 0 | 31.7272 | 0 | 0 | 31.8952 | 0 | 0
575 | 32.7493 | 31.7041 | 31.7674 | 31.2081 | 31.1874 | 32.3538 | 32.1324 | 30.2325 | 31.3811 | 32.3372 | 32.2267 | 0 | 0 | 31.5831 | 0 | 0 | 31.5208 | 0 | 0 | 31.7232 | 0 | 0 | 31.8283 | 0 | 0 | 31.5122 | 0 | 0 | 31.6668 | 0 | 0 | 31.5893 | 0 | 0 | 31.7053 | 0 | 0 | 31.1874 | 0 | 0
576 | 30.873 | 31.9818 | 32.6656 | 31.9222 | 31.3994 | 32.2207 | 32.5314 | 32.5089 | 31.7548 | 31.7935 | 31.4274 | 0 | 0 | 31.8474 | 0 | 0 | 32.1472 | 0 | 0 | 31.7684 | 0 | 0 | 31.8438 | 0 | 0 | 32.1757 | 0 | 0 | 32.0129 | 0 | 0 | 32.0865 | 0 | 0 | 31.9651 | 0 | 0 | 31.3994 | 0 | 0
577 | 31.2564 | 32.0636 | 30.837 | 32.7537 | 30.8691 | 30.4938 | 31.3421 | 31.5758 | 31.9369 | 31.5526 | 31.66 | 0 | 0 | 31.3722 | 0 | 0 | 31.6019 | 0 | 0 | 31.556 | 0 | 0 | 31.3789 | 0 | 0 | 31.4193 | 0 | 0 | 31.3989 | 0 | 0 | 31.4916 | 0 | 0 | 31.4681 | 0 | 0 | 30.8691 | 0 | 0
578 | 31.5961 | 31.0424 | 30.8713 | 32.4628 | 32.5602 | 33.2365 | 32.1209 | 30.8249 | 31.811 | 31.8806 | 31.3193 | 0 | 0 | 32.7532 | 0 | 1 | 31.6594 | 0 | 0 | 31.7066 | 0 | 0 | 31.9616 | 0 | 0 | 31.8742 | 0 | 0 | 31.8394 | 0 | 0 | 31.8679 | 0 | 0 | 31.8407 | 0 | 0 | 32.5602 | 0 | 1
579 | 32.2531 | 32.608 | 33.1008 | 31.6287 | 30.4151 | 31.272 | 32.0562 | 31.2014 | 31.9836 | 32.4298 | 32.4306 | 0 | 0 | 31.1053 | 0 | 0 | 31.9178 | 0 | 0 | 32.0012 | 0 | 0 | 31.8796 | 0 | 0 | 31.7546 | 0 | 0 | 31.8169 | 0 | 0 | 31.8551 | 0 | 0 | 31.8949 | 0 | 0 | 30.4151 | 1 | 0
580 | 31.2474 | 30.9755 | 31.3236 | 31.2259 | 31.0315 | 31.0673 | 30.702 | 31.3973 | 30.3553 | 31.2866 | 31.1114 | 0 | 0 | 31.1082 | 0 | 0 | 30.9353 | 0 | 0 | 31.1608 | 0 | 0 | 31.1452 | 0 | 0 | 31.1033 | 0 | 0 | 31.1213 | 0 | 0 | 31.0406 | 0 | 0 | 31.0612 | 0 | 0 | 31.0315 | 0 | 0
581 | 31.828 | 32.3746 | 31.3525 | 31.7913 | 32.6405 | 30.7159 | 31.3001 | 31.4958 | 32.0296 | 31.5011 | 32.1013 | 0 | 0 | 31.7159 | 0 | 0 | 31.5817 | 0 | 0 | 31.9974 | 0 | 0 | 31.7838 | 0 | 0 | 31.6672 | 0 | 0 | 31.6873 | 0 | 0 | 31.689 | 0 | 0 | 31.7029 | 0 | 0 | 32.6405 | 0 | 1
582 | 33.411 | 31.9617 | 32.7085 | 31.3981 | 30.7598 | 32.0939 | 31.1357 | 31.186 | 30.2821 | 30.5877 | 32.6863 | 0 | 1 | 31.4173 | 0 | 0 | 30.7979 | 0 | 0 | 32.0478 | 0 | 0 | 32.0555 | 0 | 0 | 31.6062 | 0 | 0 | 31.8318 | 0 | 0 | 31.3459 | 0 | 0 | 31.5524 | 0 | 0 | 30.7598 | 0 | 0
583 | 31.7602 | 31.9288 | 32.1936 | 31.5634 | 31.6994 | 32.212 | 31.7981 | 31.4229 | 31.6981 | 32.7419 | 31.8445 | 0 | 0 | 31.8249 | 0 | 0 | 31.9153 | 0 | 0 | 31.8291 | 0 | 0 | 31.8929 | 0 | 0 | 31.8312 | 0 | 0 | 31.8223 | 0 | 0 | 31.9176 | 0 | 0 | 31.9019 | 0 | 0 | 31.6994 | 0 | 0
584 | 32.1118 | 32.0905 | 31.4039 | 31.9411 | 31.1257 | 31.0122 | 31.9874 | 31.9223 | 30.255 | 32.0745 | 32.1011 | 0 | 0 | 31.3597 | 0 | 0 | 31.5598 | 0 | 0 | 31.7346 | 0 | 0 | 31.6142 | 0 | 0 | 31.6404 | 0 | 0 | 31.6994 | 0 | 0 | 31.5347 | 0 | 0 | 31.5924 | 0 | 0 | 31.1257 | 0 | 0
585 | 30.9509 | 32.3401 | 32.7859 | 31.1475 | 31.2507 | 30.2969 | 31.7035 | 32.3119 | 31.2957 | 30.6842 | 31.6455 | 0 | 0 | 30.8984 | 0 | 0 | 31.4988 | 0 | 0 | 31.695 | 0 | 0 | 31.462 | 0 | 0 | 31.6909 | 0 | 0 | 31.5984 | 0 | 0 | 31.5352 | 0 | 0 | 31.4767 | 0 | 0 | 31.2507 | 0 | 0
586 | 32.3126 | 30.9143 | 32.1959 | 32.3078 | 32.0648 | 32.6647 | 30.5727 | 31.6705 | 30.8857 | 30.6885 | 31.6135 | 0 | 0 | 32.3458 | 0 | 0 | 30.9544 | 0 | 0 | 31.9591 | 0 | 0 | 32.0767 | 0 | 0 | 31.7701 | 0 | 0 | 31.8379 | 0 | 0 | 31.5517 | 0 | 0 | 31.6278 | 0 | 0 | 32.0648 | 0 | 0
587 | 31.6547 | 31.1251 | 32.582 | 31.7559 | 31.1594 | 30.6926 | 30.2798 | 32.2485 | 31.046 | 31.2007 | 31.3899 | 0 | 0 | 31.2026 | 0 | 0 | 31.1937 | 0 | 0 | 31.6554 | 0 | 0 | 31.495 | 0 | 0 | 31.4062 | 0 | 0 | 31.4372 | 0 | 0 | 31.3433 | 0 | 0 | 31.3745 | 0 | 0 | 31.1594 | 0 | 0
588 | 31.8149 | 31.3754 | 29.9612 | 32.5533 | 30.5816 | 29.9464 | 32.248 | 33.1038 | 30.9185 | 30.8491 | 31.5952 | 0 | 0 | 31.0271 | 0 | 0 | 31.7799 | 0 | 0 | 31.2573 | 0 | 0 | 31.0388 | 0 | 0 | 31.3957 | 0 | 0 | 31.4481 | 0 | 0 | 31.2819 | 0 | 0 | 31.3352 | 0 | 0 | 30.5816 | 1 | 0
589 | 30.8301 | 32.7514 | 30.9161 | 31.8402 | 31.1929 | 30.9511 | 31.767 | 31.9592 | 31.2678 | 31.6057 | 31.7907 | 0 | 0 | 31.3281 | 0 | 0 | 31.6499 | 0 | 0 | 31.5061 | 0 | 0 | 31.4136 | 0 | 0 | 31.6254 | 0 | 0 | 31.526 | 0 | 0 | 31.5835 | 0 | 0 | 31.5082 | 0 | 0 | 31.1929 | 0 | 0
590 | 32.2064 | 32.5238 | 32.0945 | 31.8354 | 31.0373 | 32.4261 | 31.3584 | 31.1398 | 32.6199 | 31.6319 | 32.3651 | 0 | 0 | 31.7662 | 0 | 0 | 31.6875 | 0 | 0 | 31.9395 | 0 | 0 | 32.0206 | 0 | 0 | 31.7736 | 0 | 0 | 31.8277 | 0 | 0 | 31.8519 | 0 | 0 | 31.8873 | 0 | 0 | 31.0373 | 0 | 0
591 | 31.1891 | 31.3235 | 30.8847 | 31.8257 | 30.69 | 31.948 | 31.113 | 31.2719 | 32.0286 | 31.0676 | 31.2563 | 0 | 0 | 31.4879 | 0 | 0 | 31.3703 | 0 | 0 | 31.1826 | 0 | 0 | 31.3102 | 0 | 0 | 31.2938 | 0 | 0 | 31.2807 | 0 | 0 | 31.3503 | 0 | 0 | 31.3342 | 0 | 0 | 30.69 | 0 | 0
592 | 32.7975 | 31.7009 | 31.3798 | 31.6815 | 31.2476 | 30.4801 | 31.1576 | 31.1415 | 30.7668 | 32.1218 | 32.2492 | 0 | 0 | 31.1364 | 0 | 0 | 31.2969 | 0 | 0 | 31.7614 | 0 | 0 | 31.5479 | 0 | 0 | 31.2555 | 0 | 0 | 31.4483 | 0 | 0 | 31.2975 | 0 | 0 | 31.4475 | 0 | 0 | 31.2476 | 0 | 0
593 | 31.6677 | 31.5823 | 32.5833 | 31.0313 | 30.6895 | 31.6056 | 31.5247 | 31.9133 | 31.9528 | 31.717 | 31.625 | 0 | 0 | 31.1088 | 0 | 0 | 31.777 | 0 | 0 | 31.5108 | 0 | 0 | 31.5266 | 0 | 0 | 31.5614 | 0 | 0 | 31.5747 | 0 | 0 | 31.6222 | 0 | 0 | 31.6268 | 0 | 0 | 30.6895 | 0 | 0
594 | 32.687 | 31.2009 | 32.0496 | 32.5084 | 30.48 | 30.4104 | 32.0279 | 32.0973 | 32.6185 | 31.055 | 31.9439 | 0 | 0 | 31.1329 | 0 | 0 | 31.9497 | 0 | 0 | 31.7852 | 0 | 0 | 31.556 | 0 | 0 | 31.5392 | 0 | 0 | 31.6827 | 0 | 0 | 31.6053 | 0 | 0 | 31.7135 | 0 | 0 | 30.48 | 1 | 0
595 | 31.6825 | 31.3578 | 31.8948 | 30.2221 | 30.9165 | 30.8585 | 30.9358 | 31.6858 | 30.896 | 30.5724 | 31.5201 | 0 | 0 | 30.6657 | 0 | 0 | 31.0225 | 0 | 0 | 31.2147 | 0 | 0 | 31.1553 | 0 | 0 | 31.1244 | 0 | 0 | 31.1942 | 0 | 0 | 31.0377 | 0 | 0 | 31.1022 | 0 | 0 | 30.9165 | 0 | 0
596 | 31.5831 | 32.2527 | 30.9895 | 33.7346 | 31.6086 | 31.6913 | 32.348 | 31.9364 | 31.8546 | 31.6987 | 31.9179 | 0 | 0 | 32.3448 | 0 | 0 | 31.9594 | 0 | 0 | 32.0337 | 0 | 0 | 31.9766 | 0 | 0 | 32.0802 | 0 | 0 | 32.018 | 0 | 0 | 32.0127 | 0 | 0 | 31.9697 | 0 | 0 | 31.6086 | 0 | 0
597 | 31.0888 | 32.1236 | 31.5877 | 31.1829 | 31.893 | 31.7064 | 30.2704 | 32.154 | 32.7314 | 30.8838 | 31.6062 | 0 | 0 | 31.5941 | 0 | 0 | 31.5099 | 0 | 0 | 31.5752 | 0 | 0 | 31.5971 | 0 | 0 | 31.5597 | 0 | 0 | 31.5008 | 0 | 0 | 31.6148 | 0 | 0 | 31.5622 | 0 | 0 | 31.893 | 0 | 0
598 | 29.9651 | 30.9311 | 31.6309 | 32.1045 | 32.4963 | 32.0274 | 30.9231 | 32.0488 | 32.5751 | 32.3784 | 30.4481 | 1 | 0 | 32.2094 | 0 | 0 | 31.9814 | 0 | 0 | 31.4256 | 0 | 0 | 31.5259 | 0 | 0 | 31.7374 | 0 | 0 | 31.5159 | 0 | 0 | 31.9017 | 0 | 0 | 31.7081 | 0 | 0 | 32.4963 | 0 | 0
599 | 31.9852 | 30.5946 | 31.7091 | 30.431 | 31.6502 | 31.4249 | 31.453 | 31.9779 | 31.3056 | 32.0973 | 31.2899 | 0 | 0 | 31.1687 | 0 | 0 | 31.7084 | 0 | 0 | 31.274 | 0 | 0 | 31.2992 | 0 | 0 | 31.3201 | 0 | 0 | 31.4032 | 0 | 0 | 31.4048 | 0 | 0 | 31.4629 | 0 | 0 | 31.6502 | 0 | 0
600 | 29.5441 | 31.3624 | 30.8581 | 30.9188 | 33.3891 | 31.9112 | 31.6555 | 31.1351 | 31.6823 | 31.0129 | 30.4533 | 1 | 0 | 32.073 | 0 | 0 | 31.3715 | 0 | 0 | 31.2145 | 0 | 0 | 31.3306 | 0 | 0 | 31.6043 | 0 | 0 | 31.3468 | 0 | 0 | 31.5473 | 0 | 0 | 31.347 | 0 | 0 | 33.3891 | 0 | 1
601 | 31.4371 | 31.9969 | 31.9426 | 29.6683 | 32.1443 | 32.9279 | 31.263 | 32.3345 | 31.1467 | 30.7767 | 31.717 | 0 | 0 | 31.5801 | 0 | 0 | 31.3802 | 0 | 0 | 31.4379 | 0 | 0 | 31.6862 | 0 | 0 | 31.7539 | 0 | 0 | 31.7143 | 0 | 0 | 31.5779 | 0 | 0 | 31.5638 | 0 | 0 | 32.1443 | 0 | 0
602 | 31.9914 | 32.54 | 32.9633 | 30.5169 | 30.0987 | 31.4382 | 33.1057 | 32.3571 | 32.1893 | 32.0579 | 32.2657 | 0 | 0 | 30.6846 | 0 | 0 | 32.4275 | 0 | 0 | 31.6221 | 0 | 0 | 31.5914 | 0 | 0 | 31.86 | 0 | 0 | 31.8764 | 0 | 0 | 31.9186 | 0 | 0 | 31.9258 | 0 | 0 | 30.0987 | 1 | 0
603 | 32.0018 | 32.5754 | 30.9419 | 31.486 | 32.4201 | 30.3278 | 31.3263 | 30.9279 | 30.3534 | 31.0106 | 32.2886 | 0 | 0 | 31.4113 | 0 | 0 | 30.9045 | 0 | 0 | 31.885 | 0 | 0 | 31.6255 | 0 | 0 | 31.4293 | 0 | 0 | 31.5009 | 0 | 0 | 31.2632 | 0 | 0 | 31.3371 | 0 | 0 | 32.4201 | 0 | 0
604 | 30.7896 | 30.828 | 32.7285 | 31.3486 | 31.0883 | 31.7259 | 31.2321 | 32.5285 | 31.8684 | 31.3221 | 30.8088 | 0 | 0 | 31.3876 | 0 | 0 | 31.7378 | 0 | 0 | 31.3566 | 0 | 0 | 31.4182 | 0 | 0 | 31.64 | 0 | 0 | 31.5337 | 0 | 0 | 31.63 | 0 | 0 | 31.546 | 0 | 0 | 31.0883 | 0 | 0
605 | 30.9542 | 31.8977 | 30.922 | 31.9325 | 31.1507 | 31.4047 | 31.2865 | 32.3679 | 30.353 | 30.2224 | 31.4259 | 0 | 0 | 31.496 | 0 | 0 | 31.0574 | 0 | 0 | 31.3714 | 0 | 0 | 31.377 | 0 | 0 | 31.566 | 0 | 0 | 31.4895 | 0 | 0 | 31.2819 | 0 | 0 | 31.2492 | 0 | 0 | 31.1507 | 0 | 0
606 | 31.4624 | 30.6122 | 31.5082 | 30.9865 | 32.0424 | 30.8249 | 31.8435 | 31.3749 | 31.024 | 33.171 | 31.0373 | 0 | 0 | 31.2846 | 0 | 0 | 31.8534 | 0 | 0 | 31.3224 | 0 | 0 | 31.2394 | 0 | 0 | 31.3132 | 0 | 0 | 31.3319 | 0 | 0 | 31.4875 | 0 | 0 | 31.485 | 0 | 0 | 32.0424 | 0 | 0
607 | 33.0608 | 32.5529 | 32.1807 | 32.1923 | 31.7253 | 31.1228 | 32.0961 | 30.5005 | 31.5739 | 30.9868 | 32.8069 | 0 | 1 | 31.6801 | 0 | 0 | 31.2893 | 0 | 0 | 32.3424 | 0 | 0 | 32.1391 | 0 | 0 | 31.7672 | 0 | 0 | 31.9289 | 0 | 0 | 31.659 | 0 | 0 | 31.7992 | 0 | 0 | 31.7253 | 0 | 0
608 | 31.647 | 31.7011 | 31.8555 | 32.7698 | 32.4781 | 31.6139 | 32.6621 | 30.736 | 32.6944 | 32.6268 | 31.674 | 0 | 0 | 32.2873 | 0 | 0 | 32.1798 | 0 | 0 | 32.0903 | 0 | 0 | 32.0109 | 0 | 0 | 31.9738 | 0 | 0 | 31.9329 | 0 | 0 | 32.1264 | 0 | 0 | 32.0785 | 0 | 0 | 32.4781 | 0 | 0
609 | 30.9069 | 31.0495 | 31.4952 | 32.2114 | 33.3646 | 32.4171 | 31.2138 | 31.0596 | 31.3319 | 31.9225 | 30.9782 | 0 | 0 | 32.6643 | 0 | 1 | 31.3819 | 0 | 0 | 31.8055 | 0 | 0 | 31.9074 | 0 | 0 | 31.8301 | 0 | 0 | 31.7147 | 0 | 0 | 31.785 | 0 | 0 | 31.6972 | 0 | 0 | 33.3646 | 0 | 1
610 | 32.1602 | 31.8598 | 31.7374 | 33.7581 | 31.5991 | 31.5693 | 30.6747 | 30.6701 | 29.9987 | 30.7502 | 32.01 | 0 | 0 | 32.3089 | 0 | 0 | 30.5234 | 1 | 0 | 32.2229 | 0 | 0 | 32.114 | 0 | 0 | 31.6955 | 0 | 0 | 31.7536 | 0 | 0 | 31.4019 | 0 | 0 | 31.4778 | 0 | 0 | 31.5991 | 0 | 0
611 | 30.5103 | 31.1109 | 31.9852 | 31.1103 | 31.545 | 31.3796 | 31.2193 | 31.8426 | 32.4046 | 31.0257 | 30.8106 | 0 | 0 | 31.345 | 0 | 0 | 31.623 | 0 | 0 | 31.2524 | 0 | 0 | 31.2736 | 0 | 0 | 31.4561 | 0 | 0 | 31.3379 | 0 | 0 | 31.5137 | 0 | 0 | 31.4133 | 0 | 0 | 31.545 | 0 | 0
612 | 31.5147 | 32.7927 | 31.7475 | 32.5016 | 32.1397 | 30.9538 | 30.7661 | 32.6664 | 31.8737 | 32.1028 | 32.1537 | 0 | 0 | 31.865 | 0 | 0 | 31.8522 | 0 | 0 | 32.1392 | 0 | 0 | 31.9417 | 0 | 0 | 31.9383 | 0 | 0 | 31.8853 | 0 | 0 | 31.9494 | 0 | 0 | 31.9059 | 0 | 0 | 32.1397 | 0 | 0
613 | 32.0372 | 32.1033 | 32.7373 | 32.1838 | 32.8129 | 29.4254 | 31.5523 | 33.2403 | 31.5893 | 30.7261 | 32.0703 | 0 | 0 | 31.474 | 0 | 0 | 31.777 | 0 | 0 | 32.3749 | 0 | 0 | 31.8833 | 0 | 0 | 32.0079 | 0 | 0 | 32.0116 | 0 | 0 | 31.819 | 0 | 0 | 31.8408 | 0 | 0 | 32.8129 | 0 | 1
614 | 31.3901 | 31.8721 | 31.4827 | 30.5129 | 32.9225 | 32.0503 | 32.2174 | 32.5179 | 31.5129 | 32.2156 | 31.6311 | 0 | 0 | 31.8286 | 0 | 0 | 32.116 | 0 | 0 | 31.6361 | 0 | 0 | 31.7051 | 0 | 0 | 31.9394 | 0 | 0 | 31.8707 | 0 | 0 | 31.9227 | 0 | 0 | 31.8694 | 0 | 0 | 32.9225 | 0 | 1
615 | 32.4651 | 31.141 | 30.9479 | 30.8364 | 31.0356 | 31.079 | 31.8861 | 30.9136 | 30.9374 | 31.5929 | 31.803 | 0 | 0 | 30.9837 | 0 | 0 | 31.3325 | 0 | 0 | 31.2852 | 0 | 0 | 31.2508 | 0 | 0 | 31.1199 | 0 | 0 | 31.2881 | 0 | 0 | 31.1522 | 0 | 0 | 31.2835 | 0 | 0 | 31.0356 | 0 | 0
616 | 30.7131 | 30.8973 | 31.5243 | 31.5917 | 31.5328 | 32.6646 | 31.573 | 30.7761 | 30.86 | 31.4499 | 30.8052 | 0 | 0 | 31.9297 | 0 | 0 | 31.1647 | 0 | 0 | 31.2518 | 0 | 0 | 31.4873 | 0 | 0 | 31.5085 | 0 | 0 | 31.4091 | 0 | 0 | 31.43 | 0 | 0 | 31.3583 | 0 | 0 | 31.5328 | 0 | 0
617 | 31.5359 | 30.533 | 33.3738 | 30.9501 | 31.4376 | 32.0101 | 31.9484 | 32.8075 | 31.6676 | 30.8216 | 31.0344 | 0 | 0 | 31.4659 | 0 | 0 | 31.8113 | 0 | 0 | 31.5661 | 0 | 0 | 31.6401 | 0 | 0 | 31.8658 | 0 | 0 | 31.8245 | 0 | 0 | 31.7277 | 0 | 0 | 31.7085 | 0 | 0 | 31.4376 | 0 | 0
618 | 30.8068 | 30.5008 | 30.9523 | 31.2586 | 29.9867 | 31.6365 | 30.7551 | 31.2332 | 31.1624 | 31.3244 | 30.6538 | 0 | 0 | 30.9606 | 0 | 0 | 31.1188 | 0 | 0 | 30.701 | 0 | 0 | 30.857 | 0 | 0 | 30.9033 | 0 | 0 | 30.8913 | 0 | 0 | 30.9789 | 0 | 0 | 30.9617 | 0 | 0 | 29.9867 | 1 | 0
619 | 31.2801 | 32.1195 | 30.9797 | 32.2463 | 31.6948 | 32.3658 | 30.6521 | 31.1929 | 32.3122 | 32.542 | 31.6998 | 0 | 0 | 32.1023 | 0 | 0 | 31.6748 | 0 | 0 | 31.6641 | 0 | 0 | 31.781 | 0 | 0 | 31.6073 | 0 | 0 | 31.5664 | 0 | 0 | 31.7895 | 0 | 0 | 31.7385 | 0 | 0 | 31.6948 | 0 | 0
620 | 32.1357 | 32.4488 | 32.1983 | 31.1651 | 30.8042 | 30.4234 | 31.0792 | 32.3203 | 31.1025 | 31.3941 | 32.2922 | 0 | 0 | 30.7976 | 0 | 0 | 31.474 | 0 | 0 | 31.7504 | 0 | 0 | 31.5292 | 0 | 0 | 31.4913 | 0 | 0 | 31.5719 | 0 | 0 | 31.4373 | 0 | 0 | 31.5072 | 0 | 0 | 30.8042 | 0 | 0
621 | 32.501 | 30.869 | 31.3938 | 30.9102 | 31.3701 | 31.1132 | 32.3849 | 31.2705 | 32.6296 | 32.8315 | 31.685 | 0 | 0 | 31.1312 | 0 | 0 | 32.2791 | 0 | 0 | 31.4088 | 0 | 0 | 31.3596 | 0 | 0 | 31.3303 | 0 | 0 | 31.4766 | 0 | 0 | 31.6414 | 0 | 0 | 31.7274 | 0 | 0 | 31.3701 | 0 | 0
622 | 31.664 | 31.8355 | 31.332 | 31.1949 | 31.3954 | 30.8937 | 31.5348 | 31.1039 | 31.2284 | 31.7162 | 31.7498 | 0 | 0 | 31.1613 | 0 | 0 | 31.3958 | 0 | 0 | 31.4844 | 0 | 0 | 31.3859 | 0 | 0 | 31.3272 | 0 | 0 | 31.3693 | 0 | 0 | 31.3594 | 0 | 0 | 31.3899 | 0 | 0 | 31.3954 | 0 | 0
623 | 31.7252 | 31.6391 | 30.9205 | 30.7381 | 31.0845 | 31.4961 | 31.258 | 31.3924 | 31.6664 | 32.1154 | 31.6822 | 0 | 0 | 31.1063 | 0 | 0 | 31.6081 | 0 | 0 | 31.2215 | 0 | 0 | 31.2673 | 0 | 0 | 31.2184 | 0 | 0 | 31.2818 | 0 | 0 | 31.3679 | 0 | 0 | 31.4036 | 0 | 0 | 31.0845 | 0 | 0
624 | 32.2912 | 30.47 | 31.9318 | 31.7241 | 32.1743 | 31.2675 | 31.3645 | 31.0549 | 30.9145 | 31.9417 | 31.3806 | 0 | 0 | 31.722 | 0 | 0 | 31.3189 | 0 | 0 | 31.7183 | 0 | 0 | 31.6431 | 0 | 0 | 31.4267 | 0 | 0 | 31.5348 | 0 | 0 | 31.427 | 0 | 0 | 31.5134 | 0 | 0 | 32.1743 | 0 | 0
625 | 31.7547 | 31.8072 | 30.7248 | 31.7274 | 31.9541 | 32.4145 | 30.6658 | 31.4701 | 30.5521 | 30.8244 | 31.7809 | 0 | 0 | 32.032 | 0 | 0 | 30.8781 | 0 | 0 | 31.5936 | 0 | 0 | 31.7304 | 0 | 0 | 31.5377 | 0 | 0 | 31.5648 | 0 | 0 | 31.3489 | 0 | 0 | 31.3895 | 0 | 0 | 31.9541 | 0 | 0
626 | 31.0061 | 31.3743 | 31.7691 | 32.3192 | 31.8042 | 32.2449 | 30.8755 | 32.002 | 30.6719 | 31.2248 | 31.1902 | 0 | 0 | 32.1227 | 0 | 0 | 31.1936 | 0 | 0 | 31.6546 | 0 | 0 | 31.7529 | 0 | 0 | 31.7699 | 0 | 0 | 31.6744 | 0 | 0 | 31.5873 | 0 | 0 | 31.5292 | 0 | 0 | 31.8042 | 0 | 0
627 | 32.1601 | 32.2962 | 31.0896 | 32.3089 | 31.6405 | 31.8639 | 30.885 | 33.3175 | 32.3438 | 31.1943 | 32.2282 | 0 | 0 | 31.9377 | 0 | 0 | 31.9351 | 0 | 0 | 31.8991 | 0 | 0 | 31.8932 | 0 | 0 | 31.9145 | 0 | 0 | 31.9452 | 0 | 0 | 31.8822 | 0 | 0 | 31.91 | 0 | 0 | 31.6405 | 0 | 0
628 | 31.3234 | 31.0834 | 30.4667 | 32.258 | 31.3145 | 32.376 | 32.1957 | 31.4203 | 31.7107 | 31.1114 | 31.2034 | 0 | 0 | 31.9828 | 0 | 0 | 31.6096 | 0 | 0 | 31.2892 | 0 | 0 | 31.4703 | 0 | 0 | 31.5878 | 0 | 0 | 31.5548 | 0 | 0 | 31.5485 | 0 | 0 | 31.526 | 0 | 0 | 31.3145 | 0 | 0
629 | 31.2468 | 32.4301 | 32.4854 | 33.0301 | 30.5696 | 31.8684 | 31.1137 | 30.7335 | 31.275 | 30.5269 | 31.8385 | 0 | 0 | 31.8227 | 0 | 0 | 30.9123 | 0 | 0 | 31.9524 | 0 | 0 | 31.9384 | 0 | 0 | 31.7473 | 0 | 0 | 31.6847 | 0 | 0 | 31.5592 | 0 | 0 | 31.528 | 0 | 0 | 30.5696 | 1 | 0
630 | 32.4728 | 31.7119 | 30.9123 | 31.1893 | 31.2614 | 31.2376 | 31.8083 | 31.5033 | 32.2566 | 30.2637 | 32.0924 | 0 | 0 | 31.2294 | 0 | 0 | 31.458 | 0 | 0 | 31.5095 | 0 | 0 | 31.4642 | 0 | 0 | 31.3749 | 0 | 0 | 31.5121 | 0 | 0 | 31.3494 | 0 | 0 | 31.4617 | 0 | 0 | 31.2614 | 0 | 0
631 | 32.28 | 31.3636 | 31.2414 | 32.0263 | 30.9151 | 31.65 | 31.6952 | 31.5367 | 32.1422 | 31.6405 | 31.8218 | 0 | 0 | 31.5305 | 0 | 0 | 31.7537 | 0 | 0 | 31.5653 | 0 | 0 | 31.5794 | 0 | 0 | 31.4898 | 0 | 0 | 31.5885 | 0 | 0 | 31.579 | 0 | 0 | 31.6491 | 0 | 0 | 30.9151 | 0 | 0
632 | 30.4066 | 31.969 | 31.2676 | 30.757 | 32.0313 | 31.1672 | 31.1847 | 31.4499 | 32.7393 | 31.5303 | 31.1878 | 0 | 0 | 31.3185 | 0 | 0 | 31.7261 | 0 | 0 | 31.2863 | 0 | 0 | 31.2664 | 0 | 0 | 31.4038 | 0 | 0 | 31.2792 | 0 | 0 | 31.5663 | 0 | 0 | 31.4503 | 0 | 0 | 32.0313 | 0 | 0
633 | 31.2742 | 32.0223 | 30.554 | 31.3761 | 32.1357 | 31.5346 | 31.3468 | 31.4713 | 31.542 | 31.0783 | 31.6483 | 0 | 0 | 31.6822 | 0 | 0 | 31.3596 | 0 | 0 | 31.4725 | 0 | 0 | 31.4828 | 0 | 0 | 31.4916 | 0 | 0 | 31.4644 | 0 | 0 | 31.4512 | 0 | 0 | 31.4335 | 0 | 0 | 32.1357 | 0 | 0
634 | 30.8948 | 31.545 | 31.8317 | 31.0495 | 32.5701 | 30.8388 | 31.3513 | 31.268 | 32.5291 | 31.6657 | 31.2199 | 0 | 0 | 31.4861 | 0 | 0 | 31.7036 | 0 | 0 | 31.5782 | 0 | 0 | 31.455 | 0 | 0 | 31.4935 | 0 | 0 | 31.4187 | 0 | 0 | 31.6277 | 0 | 0 | 31.5544 | 0 | 0 | 32.5701 | 0 | 1
635 | 31.9255 | 31.1676 | 31.7881 | 31.6769 | 30.3123 | 32.6089 | 30.7837 | 31.1612 | 31.6363 | 32.1483 | 31.5465 | 0 | 0 | 31.5327 | 0 | 0 | 31.4324 | 0 | 0 | 31.3741 | 0 | 0 | 31.5799 | 0 | 0 | 31.357 | 0 | 0 | 31.428 | 0 | 0 | 31.4759 | 0 | 0 | 31.5209 | 0 | 0 | 30.3123 | 1 | 0
636 | 31.0341 | 32.1838 | 30.7554 | 31.2097 | 32.2321 | 32.2424 | 31.9144 | 33.0945 | 32.6696 | 31.2543 | 31.6089 | 0 | 0 | 31.8947 | 0 | 0 | 32.2332 | 0 | 0 | 31.483 | 0 | 0 | 31.6096 | 0 | 0 | 31.9475 | 0 | 0 | 31.8333 | 0 | 0 | 31.9507 | 0 | 0 | 31.859 | 0 | 0 | 32.2321 | 0 | 0
637 | 31.9401 | 30.6223 | 32.3132 | 31.5529 | 31.4885 | 31.1378 | 31.6556 | 32.726 | 31.9485 | 30.9789 | 31.2812 | 0 | 0 | 31.3931 | 0 | 0 | 31.8273 | 0 | 0 | 31.5834 | 0 | 0 | 31.5091 | 0 | 0 | 31.6423 | 0 | 0 | 31.6795 | 0 | 0 | 31.6026 | 0 | 0 | 31.6364 | 0 | 0 | 31.4885 | 0 | 0
638 | 33.0454 | 30.3491 | 31.4614 | 30.7108 | 30.6548 | 30.9434 | 31.7899 | 31.2556 | 30.4118 | 31.8115 | 31.6972 | 0 | 0 | 30.7697 | 0 | 0 | 31.3172 | 0 | 0 | 31.2443 | 0 | 0 | 31.1941 | 0 | 0 | 31.0236 | 0 | 0 | 31.2763 | 0 | 0 | 31.0431 | 0 | 0 | 31.2434 | 0 | 0 | 30.6548 | 0 | 0
639 | 31.6372 | 31.1014 | 32.7291 | 32.1016 | 32.7461 | 32.0627 | 32.5787 | 30.9446 | 31.8547 | 32.3173 | 31.3693 | 0 | 0 | 32.3035 | 0 | 0 | 31.9238 | 0 | 0 | 32.0631 | 0 | 0 | 32.063 | 0 | 0 | 32.0377 | 0 | 0 | 31.9877 | 0 | 0 | 32.0485 | 0 | 0 | 32.0073 | 0 | 0 | 32.7461 | 0 | 1
640 | 31.2661 | 31.3368 | 33.1183 | 30.3924 | 30.16 | 30.6298 | 31.84 | 32.3021 | 31.3958 | 32.1401 | 31.3014 | 0 | 0 | 30.3941 | 1 | 0 | 31.9195 | 0 | 0 | 31.2547 | 0 | 0 | 31.1506 | 0 | 0 | 31.3971 | 0 | 0 | 31.3807 | 0 | 0 | 31.4795 | 0 | 0 | 31.4581 | 0 | 0 | 30.16 | 1 | 0
641 | 30.5545 | 31.0486 | 31.7081 | 30.6535 | 30.7622 | 31.8078 | 31.4787 | 32.0253 | 32.0355 | 31.9089 | 30.8015 | 0 | 0 | 31.0745 | 0 | 0 | 31.8621 | 0 | 0 | 30.9454 | 0 | 0 | 31.0891 | 0 | 0 | 31.3549 | 0 | 0 | 31.2548 | 0 | 0 | 31.4921 | 0 | 0 | 31.3983 | 0 | 0 | 30.7622 | 0 | 0
642 | 33.0808 | 31.8827 | 31.9647 | 31.4705 | 31.6646 | 32.2827 | 31.403 | 31.8253 | 32.1278 | 31.9367 | 32.4818 | 0 | 0 | 31.8059 | 0 | 0 | 31.8232 | 0 | 0 | 32.0127 | 0 | 0 | 32.0577 | 0 | 0 | 31.7848 | 0 | 0 | 31.9468 | 0 | 0 | 31.8398 | 0 | 0 | 31.9639 | 0 | 0 | 31.6646 | 0 | 0
643 | 32.7521 | 30.9316 | 31.0862 | 31.1331 | 32.8707 | 30.5307 | 32.766 | 30.5233 | 31.6193 | 31.2993 | 31.8418 | 0 | 0 | 31.5115 | 0 | 0 | 31.552 | 0 | 0 | 31.7547 | 0 | 0 | 31.5507 | 0 | 0 | 31.406 | 0 | 0 | 31.5742 | 0 | 0 | 31.4178 | 0 | 0 | 31.5512 | 0 | 0 | 32.8707 | 0 | 1
644 | 31.6074 | 30.5872 | 32.6361 | 30.5851 | 30.2742 | 30.3367 | 31.746 | 30.7412 | 30.7827 | 32.1239 | 31.0973 | 0 | 0 | 30.3986 | 1 | 0 | 31.3485 | 0 | 0 | 31.138 | 0 | 0 | 31.0044 | 0 | 0 | 30.9866 | 0 | 0 | 31.0642 | 0 | 0 | 31.0903 | 0 | 0 | 31.142 | 0 | 0 | 30.2742 | 1 | 0
645 | 32.1699 | 31.379 | 31.312 | 31.0401 | 31.7067 | 31.8263 | 30.3446 | 31.8563 | 31.2866 | 32.4372 | 31.7744 | 0 | 0 | 31.5244 | 0 | 0 | 31.4812 | 0 | 0 | 31.5215 | 0 | 0 | 31.5723 | 0 | 0 | 31.3521 | 0 | 0 | 31.4544 | 0 | 0 | 31.4654 | 0 | 0 | 31.5359 | 0 | 0 | 31.7067 | 0 | 0
646 | 31.7272 | 31.6774 | 31.8243 | 33.1254 | 32.5939 | 30.9658 | 31.0806 | 30.9039 | 31.5055 | 30.9949 | 31.7023 | 0 | 0 | 32.2284 | 0 | 0 | 31.1213 | 0 | 0 | 32.1896 | 0 | 0 | 31.9857 | 0 | 0 | 31.7388 | 0 | 0 | 31.7373 | 0 | 0 | 31.6302 | 0 | 0 | 31.6399 | 0 | 0 | 32.5939 | 0 | 1
647 | 32.1162 | 31.9246 | 31.0325 | 29.9477 | 31.9469 | 30.8674 | 31.8298 | 31.5874 | 32.2363 | 31.9723 | 32.0204 | 0 | 0 | 30.9207 | 0 | 0 | 31.9064 | 0 | 0 | 31.3936 | 0 | 0 | 31.3059 | 0 | 0 | 31.3052 | 0 | 0 | 31.4066 | 0 | 0 | 31.4828 | 0 | 0 | 31.5461 | 0 | 0 | 31.9469 | 0 | 0
648 | 30.9837 | 31.5379 | 31.1291 | 31.0048 | 32.5995 | 31.3777 | 33.2146 | 30.8365 | 32.459 | 30.4796 | 31.2608 | 0 | 0 | 31.6606 | 0 | 0 | 31.7474 | 0 | 0 | 31.451 | 0 | 0 | 31.4388 | 0 | 0 | 31.6714 | 0 | 0 | 31.5855 | 0 | 0 | 31.6265 | 0 | 0 | 31.5622 | 0 | 0 | 32.5995 | 0 | 1
649 | 30.7688 | 32.1111 | 31.0693 | 32.1547 | 30.3273 | 31.0755 | 32.4989 | 31.6908 | 31.1701 | 30.8579 | 31.44 | 0 | 0 | 31.1858 | 0 | 0 | 31.5544 | 0 | 0 | 31.2863 | 0 | 0 | 31.2511 | 0 | 0 | 31.5611 | 0 | 0 | 31.4621 | 0 | 0 | 31.4395 | 0 | 0 | 31.3724 | 0 | 0 | 30.3273 | 1 | 0
650 | 32.0065 | 30.9945 | 31.9559 | 31.3913 | 31.047 | 30.9415 | 31.9226 | 31.5877 | 31.7674 | 31.9495 | 31.5005 | 0 | 0 | 31.1266 | 0 | 0 | 31.8068 | 0 | 0 | 31.479 | 0 | 0 | 31.3894 | 0 | 0 | 31.4058 | 0 | 0 | 31.4809 | 0 | 0 | 31.5064 | 0 | 0 | 31.5564 | 0 | 0 | 31.047 | 0 | 0
651 | 31.4979 | 31.4916 | 31.5178 | 32.5048 | 32.2803 | 31.5751 | 31.024 | 30.5843 | 31.9126 | 31.0506 | 31.4947 | 0 | 0 | 32.1201 | 0 | 0 | 31.1429 | 0 | 0 | 31.8585 | 0 | 0 | 31.8112 | 0 | 0 | 31.5683 | 0 | 0 | 31.5595 | 0 | 0 | 31.549 | 0 | 0 | 31.5439 | 0 | 0 | 32.2803 | 0 | 0
652 | 31.3467 | 31.4798 | 31.557 | 32.2602 | 30.8864 | 32.3177 | 31.6667 | 30.4595 | 31.7975 | 32.3978 | 31.4133 | 0 | 0 | 31.8214 | 0 | 0 | 31.5804 | 0 | 0 | 31.506 | 0 | 0 | 31.6413 | 0 | 0 | 31.5182 | 0 | 0 | 31.4968 | 0 | 0 | 31.647 | 0 | 0 | 31.6169 | 0 | 0 | 30.8864 | 0 | 0
653 | 31.0113 | 32.0686 | 30.7291 | 30.985 | 32.2888 | 31.9508 | 32.5709 | 31.2397 | 30.9615 | 31.9349 | 31.5399 | 0 | 0 | 31.7415 | 0 | 0 | 31.6768 | 0 | 0 | 31.4166 | 0 | 0 | 31.5056 | 0 | 0 | 31.6904 | 0 | 0 | 31.6055 | 0 | 0 | 31.6366 | 0 | 0 | 31.5741 | 0 | 0 | 32.2888 | 0 | 0
654 | 31.4103 | 31.698 | 32.4879 | 32.4665 | 31.1905 | 32.505 | 32.6804 | 31.3094 | 32.2944 | 31.7992 | 31.5541 | 0 | 0 | 32.054 | 0 | 0 | 32.0208 | 0 | 0 | 31.8506 | 0 | 0 | 31.9597 | 0 | 0 | 32.0482 | 0 | 0 | 31.9685 | 0 | 0 | 32.0479 | 0 | 0 | 31.9842 | 0 | 0 | 31.1905 | 0 | 0
655 | 33.2222 | 31.8131 | 29.8333 | 32.4794 | 31.5751 | 31.1638 | 30.4536 | 31.4316 | 31.6065 | 32.4647 | 32.5176 | 0 | 0 | 31.7394 | 0 | 0 | 31.4891 | 0 | 0 | 31.7846 | 0 | 0 | 31.6811 | 0 | 0 | 31.25 | 0 | 0 | 31.4965 | 0 | 0 | 31.4246 | 0 | 0 | 31.6043 | 0 | 0 | 31.5751 | 0 | 0
656 | 32.2815 | 32.0031 | 32.4863 | 31.2122 | 30.5991 | 30.2676 | 30.8196 | 30.6799 | 31.2246 | 32.8533 | 32.1423 | 0 | 0 | 30.693 | 0 | 0 | 31.3943 | 0 | 0 | 31.7164 | 0 | 0 | 31.475 | 0 | 0 | 31.1525 | 0 | 0 | 31.2937 | 0 | 0 | 31.3495 | 0 | 0 | 31.4427 | 0 | 0 | 30.5991 | 1 | 0
657 | 30.6032 | 32.4436 | 31.875 | 32.193 | 30.989 | 31.0079 | 30.717 | 32.1911 | 30.9752 | 32.0027 | 31.5234 | 0 | 0 | 31.3967 | 0 | 0 | 31.4715 | 0 | 0 | 31.6208 | 0 | 0 | 31.5186 | 0 | 0 | 31.631 | 0 | 0 | 31.5025 | 0 | 0 | 31.5994 | 0 | 0 | 31.4998 | 0 | 0 | 30.989 | 0 | 0
658 | 30.152 | 31.4118 | 32.3294 | 31.9298 | 31.6503 | 30.2519 | 31.2581 | 30.1049 | 32.0284 | 31.8924 | 30.7819 | 0 | 0 | 31.2773 | 0 | 0 | 31.3209 | 0 | 0 | 31.4946 | 0 | 0 | 31.2875 | 0 | 0 | 31.2766 | 0 | 0 | 31.136 | 0 | 0 | 31.4285 | 0 | 0 | 31.3009 | 0 | 0 | 31.6503 | 0 | 0
659 | 31.2473 | 31.6744 | 31.8885 | 31.6618 | 31.7855 | 31.0176 | 32.1052 | 31.651 | 31.9301 | 32.3892 | 31.4608 | 0 | 0 | 31.4883 | 0 | 0 | 32.0189 | 0 | 0 | 31.6515 | 0 | 0 | 31.5458 | 0 | 0 | 31.6834 | 0 | 0 | 31.6289 | 0 | 0 | 31.7893 | 0 | 0 | 31.7351 | 0 | 0 | 31.7855 | 0 | 0
660 | 31.0074 | 30.7929 | 31.6863 | 31.5904 | 32.0417 | 30.8597 | 31.1236 | 31.7722 | 30.9702 | 31.0852 | 30.9001 | 0 | 0 | 31.4972 | 0 | 0 | 31.2378 | 0 | 0 | 31.4237 | 0 | 0 | 31.3297 | 0 | 0 | 31.4095 | 0 | 0 | 31.3593 | 0 | 0 | 31.3247 | 0 | 0 | 31.2929 | 0 | 0 | 32.0417 | 0 | 0
661 | 31.4701 | 32.076 | 31.8935 | 30.7572 | 31.9522 | 31.9565 | 30.4261 | 31.9641 | 31.4832 | 29.5535 | 31.773 | 0 | 0 | 31.5553 | 0 | 0 | 30.8567 | 0 | 0 | 31.6298 | 0 | 0 | 31.6843 | 0 | 0 | 31.5751 | 0 | 0 | 31.562 | 0 | 0 | 31.3403 | 0 | 0 | 31.3533 | 0 | 0 | 31.9522 | 0 | 0
662 | 32.2162 | 31.4362 | 31.625 | 31.7006 | 32.5779 | 32.0665 | 31.355 | 31.0392 | 31.4468 | 30.4563 | 31.8262 | 0 | 0 | 32.115 | 0 | 0 | 31.0743 | 0 | 0 | 31.9112 | 0 | 0 | 31.9371 | 0 | 0 | 31.6858 | 0 | 0 | 31.7521 | 0 | 0 | 31.5226 | 0 | 0 | 31.592 | 0 | 0 | 32.5779 | 0 | 1
663 | 31.4793 | 31.6116 | 31.6371 | 30.9381 | 32.532 | 31.5671 | 31.4294 | 30.2462 | 31.2326 | 33.0759 | 31.5455 | 0 | 0 | 31.6791 | 0 | 0 | 31.496 | 0 | 0 | 31.6396 | 0 | 0 | 31.6275 | 0 | 0 | 31.4231 | 0 | 0 | 31.4301 | 0 | 0 | 31.5856 | 0 | 0 | 31.5749 | 0 | 0 | 32.532 | 0 | 1
664 | 30.5954 | 31.92 | 31.8673 | 30.7275 | 32.3159 | 31.5962 | 31.7267 | 32.251 | 31.7958 | 32.2612 | 31.2577 | 0 | 0 | 31.5465 | 0 | 0 | 32.0087 | 0 | 0 | 31.4852 | 0 | 0 | 31.5037 | 0 | 0 | 31.7721 | 0 | 0 | 31.625 | 0 | 0 | 31.8291 | 0 | 0 | 31.7057 | 0 | 0 | 32.3159 | 0 | 0
665 | 31.7039 | 31.6735 | 31.8048 | 31.0498 | 30.318 | 32.3494 | 32.6571 | 31.1455 | 30.9449 | 30.8585 | 31.6887 | 0 | 0 | 31.2391 | 0 | 0 | 31.4015 | 0 | 0 | 31.31 | 0 | 0 | 31.4832 | 0 | 0 | 31.5712 | 0 | 0 | 31.5878 | 0 | 0 | 31.4224 | 0 | 0 | 31.4505 | 0 | 0 | 30.318 | 1 | 0
666 | 32.2847 | 31.8496 | 32.1028 | 31.3861 | 32.136 | 32.071 | 30.6524 | 30.4102 | 31.1211 | 31.6533 | 32.0672 | 0 | 0 | 31.8644 | 0 | 0 | 30.9592 | 0 | 0 | 31.9519 | 0 | 0 | 31.9717 | 0 | 0 | 31.5155 | 0 | 0 | 31.6116 | 0 | 0 | 31.4869 | 0 | 0 | 31.5667 | 0 | 0 | 32.136 | 0 | 0
667 | 31.1816 | 32.6748 | 31.2334 | 32.4023 | 32.5008 | 32.3263 | 32.0144 | 31.4831 | 31.8318 | 30.5578 | 31.9282 | 0 | 0 | 32.4098 | 0 | 0 | 31.4718 | 0 | 0 | 31.9986 | 0 | 0 | 32.0532 | 0 | 0 | 32.0907 | 0 | 0 | 31.9771 | 0 | 0 | 31.8916 | 0 | 0 | 31.8206 | 0 | 0 | 32.5008 | 0 | 0
668 | 31.1636 | 31.8872 | 31.5064 | 31.5917 | 31.1907 | 32.2702 | 31.5707 | 32.4615 | 31.7886 | 31.7468 | 31.5254 | 0 | 0 | 31.6842 | 0 | 0 | 31.8919 | 0 | 0 | 31.4679 | 0 | 0 | 31.6016 | 0 | 0 | 31.7826 | 0 | 0 | 31.7052 | 0 | 0 | 31.7793 | 0 | 0 | 31.7177 | 0 | 0 | 31.1907 | 0 | 0
669 | 32.2409 | 31.1079 | 31.5046 | 31.569 | 31.8959 | 30.6528 | 31.9204 | 30.9075 | 31.2564 | 31.989 | 31.6744 | 0 | 0 | 31.3726 | 0 | 0 | 31.5183 | 0 | 0 | 31.6637 | 0 | 0 | 31.4952 | 0 | 0 | 31.3654 | 0 | 0 | 31.4749 | 0 | 0 | 31.4226 | 0 | 0 | 31.5044 | 0 | 0 | 31.8959 | 0 | 0
670 | 30.9602 | 30.8717 | 30.8332 | 31.7424 | 32.1736 | 31.408 | 31.5029 | 31.3116 | 30.8074 | 31.9392 | 30.9159 | 0 | 0 | 31.7747 | 0 | 0 | 31.3903 | 0 | 0 | 31.3162 | 0 | 0 | 31.3315 | 0 | 0 | 31.4062 | 0 | 0 | 31.3504 | 0 | 0 | 31.3989 | 0 | 0 | 31.355 | 0 | 0 | 32.1736 | 0 | 0
671 | 30.9975 | 30.9562 | 31.7421 | 32.0143 | 32.3098 | 31.6949 | 30.6957 | 31.4856 | 31.1915 | 31.5744 | 30.9769 | 0 | 0 | 32.0063 | 0 | 0 | 31.2368 | 0 | 0 | 31.604 | 0 | 0 | 31.6191 | 0 | 0 | 31.5569 | 0 | 0 | 31.487 | 0 | 0 | 31.5183 | 0 | 0 | 31.4662 | 0 | 0 | 32.3098 | 0 | 0
672 | 30.0452 | 30.4715 | 30.4806 | 29.7765 | 31.3253 | 31.3294 | 31.7751 | 30.9888 | 31.6685 | 31.5483 | 30.2584 | 1 | 0 | 30.8104 | 0 | 0 | 31.4952 | 0 | 0 | 30.4198 | 1 | 0 | 30.5714 | 1 | 0 | 30.8782 | 0 | 0 | 30.7741 | 0 | 0 | 31.0404 | 0 | 0 | 30.9409 | 0 | 0 | 31.3253 | 0 | 0
673 | 32.4674 | 31.5634 | 33.4386 | 30.0368 | 31.1656 | 33.3392 | 30.3729 | 31.7675 | 30.972 | 31.8721 | 32.0154 | 0 | 0 | 31.5138 | 0 | 0 | 31.2461 | 0 | 0 | 31.7344 | 0 | 0 | 32.0018 | 0 | 0 | 31.6691 | 0 | 0 | 31.7689 | 0 | 0 | 31.6142 | 0 | 0 | 31.6995 | 0 | 0 | 31.1656 | 0 | 0
674 | 31.0935 | 30.731 | 32.3512 | 32.2089 | 32.3949 | 30.8184 | 31.5899 | 31.2338 | 31.009 | 30.2243 | 30.9122 | 0 | 0 | 31.8074 | 0 | 0 | 31.0142 | 0 | 0 | 31.7559 | 0 | 0 | 31.5996 | 0 | 0 | 31.6183 | 0 | 0 | 31.5527 | 0 | 0 | 31.3957 | 0 | 0 | 31.3655 | 0 | 0 | 32.3949 | 0 | 0
675 | 31.5977 | 32.5891 | 32.687 | 32.4623 | 29.8608 | 30.8006 | 31.6687 | 31.9477 | 31.0942 | 31.8658 | 32.0934 | 0 | 0 | 31.0412 | 0 | 0 | 31.6441 | 0 | 0 | 31.8394 | 0 | 0 | 31.6662 | 0 | 0 | 31.7166 | 0 | 0 | 31.7017 | 0 | 0 | 31.664 | 0 | 0 | 31.6574 | 0 | 0 | 29.8608 | 1 | 0
676 | 31.952 | 32.1964 | 31.6746 | 30.0796 | 31.0722 | 30.834 | 31.2284 | 32.0223 | 31.093 | 30.0403 | 32.0742 | 0 | 0 | 30.6619 | 0 | 0 | 31.096 | 0 | 0 | 31.3949 | 0 | 0 | 31.3015 | 0 | 0 | 31.3011 | 0 | 0 | 31.3824 | 0 | 0 | 31.1379 | 0 | 0 | 31.2193 | 0 | 0 | 31.0722 | 0 | 0
677 | 31.9827 | 31.5677 | 32.0072 | 31.1349 | 30.3048 | 30.299 | 32.7197 | 31.7251 | 30.1013 | 30.9827 | 31.7752 | 0 | 0 | 30.5796 | 1 | 0 | 31.3822 | 0 | 0 | 31.3995 | 0 | 0 | 31.216 | 0 | 0 | 31.3941 | 0 | 0 | 31.4676 | 0 | 0 | 31.2047 | 0 | 0 | 31.2825 | 0 | 0 | 30.3048 | 1 | 0
678 | 31.0471 | 31.1416 | 31.9039 | 31.7746 | 32.191 | 30.7903 | 30.3156 | 30.82 | 32.1391 | 31.0526 | 31.0944 | 0 | 0 | 31.5853 | 0 | 0 | 31.0819 | 0 | 0 | 31.6116 | 0 | 0 | 31.4748 | 0 | 0 | 31.2767 | 0 | 0 | 31.248 | 0 | 0 | 31.3476 | 0 | 0 | 31.3176 | 0 | 0 | 32.191 | 0 | 0
679 | 31.0976 | 31.8675 | 30.9814 | 32.4528 | 31.6687 | 31.5675 | 32.2838 | 32.1534 | 32.2527 | 31.3271 | 31.4825 | 0 | 0 | 31.8963 | 0 | 0 | 32.0042 | 0 | 0 | 31.6136 | 0 | 0 | 31.6059 | 0 | 0 | 31.8536 | 0 | 0 | 31.7591 | 0 | 0 | 31.8394 | 0 | 0 | 31.7652 | 0 | 0 | 31.6687 | 0 | 0
680 | 32.558 | 31.619 | 31.4281 | 31.5923 | 31.4525 | 31.153 | 29.7225 | 32.225 | 31.7991 | 31.8371 | 32.0885 | 0 | 0 | 31.3993 | 0 | 0 | 31.3959 | 0 | 0 | 31.73 | 0 | 0 | 31.6338 | 0 | 0 | 31.3132 | 0 | 0 | 31.4688 | 0 | 0 | 31.4254 | 0 | 0 | 31.5387 | 0 | 0 | 31.4525 | 0 | 0
681 | 32.3244 | 31.1135 | 30.9236 | 34.2382 | 31.851 | 32.3756 | 31.4965 | 31.0983 | 30.7925 | 30.9868 | 31.7189 | 0 | 0 | 32.8216 | 0 | 1 | 31.0935 | 0 | 0 | 32.0901 | 0 | 0 | 32.1377 | 0 | 0 | 31.871 | 0 | 0 | 31.9276 | 0 | 0 | 31.6529 | 0 | 0 | 31.72 | 0 | 0 | 31.851 | 0 | 0
682 | 31.0095 | 31.8474 | 32.961 | 32.097 | 31.8714 | 33.3508 | 31.0413 | 31.9288 | 29.6311 | 30.9343 | 31.4285 | 0 | 0 | 32.4397 | 0 | 0 | 30.8839 | 0 | 0 | 31.9573 | 0 | 0 | 32.1895 | 0 | 0 | 32.1568 | 0 | 0 | 32.0134 | 0 | 0 | 31.7404 | 0 | 0 | 31.6673 | 0 | 0 | 31.8714 | 0 | 0
683 | 32.9984 | 30.4769 | 31.4865 | 29.8364 | 31.2984 | 31.6868 | 31.2121 | 31.2832 | 31.711 | 31.5436 | 31.7377 | 0 | 0 | 30.9405 | 0 | 0 | 31.4375 | 0 | 0 | 31.2193 | 0 | 0 | 31.2972 | 0 | 0 | 31.04 | 0 | 0 | 31.2848 | 0 | 0 | 31.1705 | 0 | 0 | 31.3533 | 0 | 0 | 31.2984 | 0 | 0
684 | 31.6137 | 31.4855 | 31.5526 | 31.4986 | 31.6558 | 32.0183 | 30.9591 | 31.1053 | 31.3408 | 32.3312 | 31.5496 | 0 | 0 | 31.7242 | 0 | 0 | 31.4341 | 0 | 0 | 31.5612 | 0 | 0 | 31.6374 | 0 | 0 | 31.4679 | 0 | 0 | 31.4861 | 0 | 0 | 31.5497 | 0 | 0 | 31.5561 | 0 | 0 | 31.6558 | 0 | 0
685 | 30.4623 | 32.0699 | 31.069 | 32.4065 | 32.4336 | 30.6342 | 31.559 | 31.7343 | 31.2908 | 31.532 | 31.2661 | 0 | 0 | 31.8248 | 0 | 0 | 31.529 | 0 | 0 | 31.6883 | 0 | 0 | 31.5126 | 0 | 0 | 31.7009 | 0 | 0 | 31.5461 | 0 | 0 | 31.6366 | 0 | 0 | 31.5192 | 0 | 0 | 32.4336 | 0 | 0
686 | 32.0827 | 32.2935 | 32.0133 | 32.8445 | 30.9585 | 32.2623 | 31.3341 | 31.8854 | 32.6914 | 31.3078 | 32.1881 | 0 | 0 | 32.0217 | 0 | 0 | 31.8047 | 0 | 0 | 32.0385 | 0 | 0 | 32.0758 | 0 | 0 | 31.9417 | 0 | 0 | 31.9593 | 0 | 0 | 31.9545 | 0 | 0 | 31.9674 | 0 | 0 | 30.9585 | 0 | 0
687 | 31.4032 | 31.7078 | 30.2977 | 31.5071 | 31.1241 | 31.7497 | 32.1339 | 31.879 | 31.9323 | 30.6255 | 31.5555 | 0 | 0 | 31.4603 | 0 | 0 | 31.6427 | 0 | 0 | 31.208 | 0 | 0 | 31.2983 | 0 | 0 | 31.4856 | 0 | 0 | 31.4753 | 0 | 0 | 31.4397 | 0 | 0 | 31.436 | 0 | 0 | 31.1241 | 0 | 0
688 | 30.0846 | 30.4687 | 31.179 | 30.868 | 31.3776 | 32.1367 | 31.9094 | 31.8282 | 31.5897 | 31.6352 | 30.2767 | 1 | 0 | 31.4608 | 0 | 0 | 31.7406 | 0 | 0 | 30.7956 | 0 | 0 | 31.0191 | 0 | 0 | 31.3954 | 0 | 0 | 31.2315 | 0 | 0 | 31.4436 | 0 | 0 | 31.3077 | 0 | 0 | 31.3776 | 0 | 0
689 | 31.452 | 31.9931 | 32.276 | 32.5629 | 32.6046 | 33.324 | 32.5036 | 31.2821 | 32.1432 | 31.9255 | 31.7225 | 0 | 0 | 32.8305 | 0 | 1 | 31.9636 | 0 | 0 | 32.1777 | 0 | 0 | 32.3688 | 0 | 0 | 32.3638 | 0 | 0 | 32.2498 | 0 | 0 | 32.2906 | 0 | 0 | 32.2067 | 0 | 0 | 32.6046 | 0 | 1
690 | 32.8966 | 31.3665 | 32.1159 | 31.4829 | 30.9876 | 31.3065 | 31.7225 | 31.665 | 30.5837 | 32.0148 | 32.1315 | 0 | 0 | 31.259 | 0 | 0 | 31.4965 | 0 | 0 | 31.7699 | 0 | 0 | 31.6927 | 0 | 0 | 31.521 | 0 | 0 | 31.6929 | 0 | 0 | 31.4717 | 0 | 0 | 31.6142 | 0 | 0 | 30.9876 | 0 | 0
691 | 31.1085 | 30.8859 | 32.7902 | 32.4183 | 31.3168 | 33.133 | 31.6476 | 31.2854 | 30.8753 | 32.0526 | 30.9972 | 0 | 0 | 32.2894 | 0 | 0 | 31.4652 | 0 | 0 | 31.7039 | 0 | 0 | 31.9421 | 0 | 0 | 31.9253 | 0 | 0 | 31.8232 | 0 | 0 | 31.8228 | 0 | 0 | 31.7513 | 0 | 0 | 31.3168 | 0 | 0
692 | 29.8274 | 31.9125 | 30.1872 | 31.4994 | 31.8379 | 31.202 | 29.6892 | 31.2754 | 32.3405 | 30.8346 | 30.87 | 0 | 0 | 31.5131 | 0 | 0 | 31.0349 | 0 | 0 | 31.0529 | 0 | 0 | 31.0777 | 0 | 0 | 31.0862 | 0 | 0 | 30.9289 | 0 | 0 | 31.1976 | 0 | 0 | 31.0606 | 0 | 0 | 31.8379 | 0 | 0
693 | 32.7291 | 32.8784 | 31.6319 | 31.1749 | 31.7104 | 32.7028 | 31.9534 | 30.9115 | 31.4354 | 31.417 | 32.8037 | 0 | 1 | 31.8627 | 0 | 0 | 31.4293 | 0 | 0 | 32.0249 | 0 | 0 | 32.1379 | 0 | 0 | 31.8519 | 0 | 0 | 31.9615 | 0 | 0 | 31.7573 | 0 | 0 | 31.8545 | 0 | 0 | 31.7104 | 0 | 0
694 | 33.4964 | 31.2662 | 30.2044 | 32.0819 | 31.1315 | 30.1558 | 31.3966 | 31.8204 | 30.6138 | 29.795 | 32.3813 | 0 | 0 | 31.1231 | 0 | 0 | 30.9064 | 0 | 0 | 31.6361 | 0 | 0 | 31.3894 | 0 | 0 | 31.151 | 0 | 0 | 31.4441 | 0 | 0 | 30.9406 | 0 | 0 | 31.1962 | 0 | 0 | 31.1315 | 0 | 0
695 | 30.7211 | 32.0771 | 32.1902 | 29.2699 | 32.0564 | 32.4615 | 32.2533 | 31.7785 | 30.0683 | 31.4391 | 31.3991 | 0 | 0 | 31.2626 | 0 | 0 | 31.3848 | 0 | 0 | 31.2629 | 0 | 0 | 31.4627 | 0 | 0 | 31.7267 | 0 | 0 | 31.601 | 0 | 0 | 31.5105 | 0 | 0 | 31.4315 | 0 | 0 | 32.0564 | 0 | 0
696 | 31.8331 | 32.4765 | 33.5209 | 30.1322 | 32.4565 | 31.4723 | 33.0526 | 30.7724 | 32.2501 | 30.9929 | 32.1548 | 0 | 0 | 31.3536 | 0 | 0 | 31.767 | 0 | 0 | 32.0838 | 0 | 0 | 31.9819 | 0 | 0 | 31.9833 | 0 | 0 | 31.9646 | 0 | 0 | 31.9029 | 0 | 0 | 31.8959 | 0 | 0 | 32.4565 | 0 | 0
697 | 31.9423 | 31.9133 | 31.988 | 32.6285 | 30.8959 | 31.6632 | 31.7343 | 32.2957 | 30.9247 | 30.8571 | 31.9278 | 0 | 0 | 31.7292 | 0 | 0 | 31.453 | 0 | 0 | 31.8736 | 0 | 0 | 31.8385 | 0 | 0 | 31.8741 | 0 | 0 | 31.8826 | 0 | 0 | 31.6556 | 0 | 0 | 31.6843 | 0 | 0 | 30.8959 | 0 | 0
698 | 31.3403 | 31.3184 | 30.3652 | 32.33 | 31.7254 | 30.6282 | 32.2264 | 30.9788 | 32.0748 | 31.3429 | 31.3293 | 0 | 0 | 31.5612 | 0 | 0 | 31.6557 | 0 | 0 | 31.4158 | 0 | 0 | 31.2846 | 0 | 0 | 31.3675 | 0 | 0 | 31.3641 | 0 | 0 | 31.4433 | 0 | 0 | 31.433 | 0 | 0 | 31.7254 | 0 | 0
699 | 32.091 | 31.7409 | 30.5561 | 30.6582 | 31.0353 | 31.6899 | 32.3266 | 30.1465 | 32.3212 | 31.6804 | 31.916 | 0 | 0 | 31.1278 | 0 | 0 | 31.6187 | 0 | 0 | 31.2163 | 0 | 0 | 31.2952 | 0 | 0 | 31.1648 | 0 | 0 | 31.2806 | 0 | 0 | 31.3506 | 0 | 0 | 31.4246 | 0 | 0 | 31.0353 | 0 | 0
700 | 31.441 | 31.9095 | 31.9887 | 31.9276 | 31.4108 | 32.4189 | 31.6915 | 30.4035 | 31.2386 | 32.915 | 31.6753 | 0 | 0 | 31.9191 | 0 | 0 | 31.5622 | 0 | 0 | 31.7355 | 0 | 0 | 31.8494 | 0 | 0 | 31.6786 | 0 | 0 | 31.6489 | 0 | 0 | 31.7671 | 0 | 0 | 31.7345 | 0 | 0 | 31.4108 | 0 | 0
701 | 30.7004 | 31.8488 | 32.4899 | 31.7348 | 31.0767 | 31.7544 | 31.3838 | 31.871 | 32.6243 | 30.9991 | 31.2746 | 0 | 0 | 31.522 | 0 | 0 | 31.7196 | 0 | 0 | 31.5701 | 0 | 0 | 31.6008 | 0 | 0 | 31.7371 | 0 | 0 | 31.6075 | 0 | 0 | 31.7536 | 0 | 0 | 31.6483 | 0 | 0 | 31.0767 | 0 | 0
702 | 30.399 | 32.2948 | 32.3041 | 31.34 | 31.2062 | 31.6024 | 30.7389 | 33.3171 | 30.7644 | 31.5212 | 31.3469 | 0 | 0 | 31.3829 | 0 | 0 | 31.5854 | 0 | 0 | 31.5088 | 0 | 0 | 31.5244 | 0 | 0 | 31.8291 | 0 | 0 | 31.6503 | 0 | 0 | 31.6766 | 0 | 0 | 31.5488 | 0 | 0 | 31.2062 | 0 | 0
703 | 31.348 | 31.0945 | 32.115 | 31.516 | 29.6211 | 31.9313 | 32.518 | 31.9949 | 31.4681 | 31.2911 | 31.2213 | 0 | 0 | 31.0228 | 0 | 0 | 31.818 | 0 | 0 | 31.1389 | 0 | 0 | 31.271 | 0 | 0 | 31.5415 | 0 | 0 | 31.5173 | 0 | 0 | 31.5056 | 0 | 0 | 31.4898 | 0 | 0 | 29.6211 | 1 | 0
704 | 31.603 | 32.2488 | 31.4843 | 30.1575 | 32.4883 | 32.9085 | 31.3877 | 32.2515 | 31.5229 | 31.5229 | 31.9259 | 0 | 0 | 31.8514 | 0 | 0 | 31.6712 | 0 | 0 | 31.5964 | 0 | 0 | 31.8151 | 0 | 0 | 31.8467 | 0 | 0 | 31.8162 | 0 | 0 | 31.7747 | 0 | 0 | 31.7575 | 0 | 0 | 32.4883 | 0 | 0
705 | 32.8931 | 32.4218 | 31.5389 | 31.0922 | 31.3637 | 31.8355 | 31.6206 | 29.6734 | 31.2221 | 32.9853 | 32.6574 | 0 | 1 | 31.4305 | 0 | 0 | 31.3754 | 0 | 0 | 31.8619 | 0 | 0 | 31.8575 | 0 | 0 | 31.3637 | 0 | 0 | 31.5549 | 0 | 0 | 31.5282 | 0 | 0 | 31.6647 | 0 | 0 | 31.3637 | 0 | 0
706 | 31.3484 | 31.3598 | 31.7524 | 31.7104 | 32.2973 | 32.7746 | 30.4262 | 32.3087 | 31.4492 | 32.043 | 31.3541 | 0 | 0 | 32.2608 | 0 | 0 | 31.5568 | 0 | 0 | 31.6937 | 0 | 0 | 31.8738 | 0 | 0 | 31.8042 | 0 | 0 | 31.7472 | 0 | 0 | 31.7913 | 0 | 0 | 31.747 | 0 | 0 | 32.2973 | 0 | 0
707 | 30.6435 | 31.6385 | 31.4069 | 33.0365 | 30.6117 | 30.7378 | 31.5265 | 31.5503 | 32.8975 | 32.4365 | 31.141 | 0 | 0 | 31.462 | 0 | 0 | 32.1027 | 0 | 0 | 31.4674 | 0 | 0 | 31.3458 | 0 | 0 | 31.5012 | 0 | 0 | 31.394 | 0 | 0 | 31.7603 | 0 | 0 | 31.6486 | 0 | 0 | 30.6117 | 1 | 0
708 | 32.1718 | 30.5041 | 31.2218 | 31.123 | 32.9185 | 31.0908 | 31.8738 | 31.5037 | 30.8022 | 31.7252 | 31.338 | 0 | 0 | 31.7108 | 0 | 0 | 31.4762 | 0 | 0 | 31.5879 | 0 | 0 | 31.505 | 0 | 0 | 31.4623 | 0 | 0 | 31.5509 | 0 | 0 | 31.4181 | 0 | 0 | 31.4935 | 0 | 0 | 32.9185 | 0 | 1
709 | 31.1675 | 30.9546 | 33.0175 | 31.2471 | 32.7329 | 32.3872 | 31.5214 | 32.3253 | 30.5804 | 31.0218 | 31.061 | 0 | 0 | 32.1224 | 0 | 0 | 31.3622 | 0 | 0 | 31.8239 | 0 | 0 | 31.9178 | 0 | 0 | 32.0266 | 0 | 0 | 31.9192 | 0 | 0 | 31.7543 | 0 | 0 | 31.6956 | 0 | 0 | 32.7329 | 0 | 1
710 | 31.2083 | 32.0008 | 31.1301 | 31.3853 | 31.3567 | 31.6837 | 30.3929 | 32.2609 | 31.784 | 32.503 | 31.6046 | 0 | 0 | 31.4752 | 0 | 0 | 31.7352 | 0 | 0 | 31.4162 | 0 | 0 | 31.4608 | 0 | 0 | 31.4586 | 0 | 0 | 31.4273 | 0 | 0 | 31.6108 | 0 | 0 | 31.5706 | 0 | 0 | 31.3567 | 0 | 0
711 | 30.9016 | 32.1777 | 30.7417 | 32.1862 | 32.0188 | 31.7451 | 31.148 | 32.0442 | 30.5088 | 30.3965 | 31.5396 | 0 | 0 | 31.9834 | 0 | 0 | 31.0244 | 0 | 0 | 31.6052 | 0 | 0 | 31.6285 | 0 | 0 | 31.7231 | 0 | 0 | 31.6204 | 0 | 0 | 31.4408 | 0 | 0 | 31.3869 | 0 | 0 | 32.0188 | 0 | 0
712 | 30.8598 | 31.465 | 33.417 | 33.033 | 31.9495 | 31.6908 | 31.6645 | 31.0055 | 31.6652 | 33.0844 | 31.1624 | 0 | 0 | 32.2244 | 0 | 0 | 31.8549 | 0 | 0 | 32.1448 | 0 | 0 | 32.0692 | 0 | 0 | 32.0322 | 0 | 0 | 31.8856 | 0 | 0 | 32.1083 | 0 | 0 | 31.9835 | 0 | 0 | 31.9495 | 0 | 0
713 | 31.5712 | 32.5039 | 31.8925 | 31.9354 | 31.5994 | 31.1833 | 32.2147 | 32.6972 | 30.8911 | 30.7518 | 32.0375 | 0 | 0 | 31.5727 | 0 | 0 | 31.6387 | 0 | 0 | 31.9005 | 0 | 0 | 31.781 | 0 | 0 | 32.0038 | 0 | 0 | 31.9497 | 0 | 0 | 31.741 | 0 | 0 | 31.7241 | 0 | 0 | 31.5994 | 0 | 0
714 | 32.5276 | 30.56 | 31.7737 | 30.4029 | 32.0293 | 31.2583 | 32.7598 | 32.0198 | 31.2591 | 30.7112 | 31.5438 | 0 | 0 | 31.2302 | 0 | 0 | 31.6874 | 0 | 0 | 31.4587 | 0 | 0 | 31.4253 | 0 | 0 | 31.5434 | 0 | 0 | 31.6664 | 0 | 0 | 31.4193 | 0 | 0 | 31.5302 | 0 | 0 | 32.0293 | 0 | 0
715 | 32.8211 | 32.1498 | 30.6602 | 32.9662 | 31.336 | 31.7913 | 30.5991 | 31.8243 | 31.6782 | 30.5841 | 32.4855 | 0 | 0 | 32.0312 | 0 | 0 | 31.1714 | 0 | 0 | 31.9867 | 0 | 0 | 31.9541 | 0 | 0 | 31.6181 | 0 | 0 | 31.7685 | 0 | 0 | 31.5099 | 0 | 0 | 31.641 | 0 | 0 | 31.336 | 0 | 0
716 | 30.4292 | 31.2386 | 30.84 | 30.4593 | 31.4014 | 31.9481 | 29.9247 | 30.4073 | 31.4169 | 31.6107 | 30.8339 | 0 | 0 | 31.2696 | 0 | 0 | 30.8399 | 0 | 0 | 30.8737 | 0 | 0 | 31.0528 | 0 | 0 | 30.8885 | 0 | 0 | 30.8311 | 0 | 0 | 31.0274 | 0 | 0 | 30.9676 | 0 | 0 | 31.4014 | 0 | 0
717 | 32.3594 | 31.7814 | 31.1044 | 30.5096 | 31.7394 | 30.882 | 31.5367 | 30.662 | 32.6473 | 31.2677 | 32.0704 | 0 | 0 | 31.0437 | 0 | 0 | 31.5284 | 0 | 0 | 31.4988 | 0 | 0 | 31.396 | 0 | 0 | 31.1736 | 0 | 0 | 31.3218 | 0 | 0 | 31.3478 | 0 | 0 | 31.449 | 0 | 0 | 31.7394 | 0 | 0
718 | 31.6929 | 31.8654 | 31.1033 | 30.624 | 31.4964 | 31.8914 | 30.4658 | 32.3086 | 32.5395 | 31.5625 | 31.7792 | 0 | 0 | 31.3373 | 0 | 0 | 31.7191 | 0 | 0 | 31.3564 | 0 | 0 | 31.4456 | 0 | 0 | 31.3936 | 0 | 0 | 31.431 | 0 | 0 | 31.5397 | 0 | 0 | 31.555 | 0 | 0 | 31.4964 | 0 | 0
719 | 30.5226 | 30.7302 | 32.7861 | 32.4853 | 31.0619 | 31.1757 | 31.3755 | 31.9953 | 30.6783 | 31.4365 | 30.6264 | 1 | 0 | 31.5743 | 0 | 0 | 31.3714 | 0 | 0 | 31.5172 | 0 | 0 | 31.4603 | 0 | 0 | 31.6586 | 0 | 0 | 31.5166 | 0 | 0 | 31.525 | 0 | 0 | 31.4247 | 0 | 0 | 31.0619 | 0 | 0
720 | 31.0176 | 31.9219 | 32.4738 | 30.89 | 31.7548 | 31.9182 | 32.3148 | 31.3334 | 29.7349 | 32.8483 | 31.4698 | 0 | 0 | 31.521 | 0 | 0 | 31.5579 | 0 | 0 | 31.6116 | 0 | 0 | 31.6627 | 0 | 0 | 31.801 | 0 | 0 | 31.7031 | 0 | 0 | 31.6878 | 0 | 0 | 31.6208 | 0 | 0 | 31.7548 | 0 | 0
721 | 30.5261 | 31.735 | 30.6476 | 32.5223 | 30.7108 | 31.9069 | 32.3644 | 30.2784 | 30.1643 | 31.1479 | 31.1305 | 0 | 0 | 31.7134 | 0 | 0 | 30.9888 | 0 | 0 | 31.2284 | 0 | 0 | 31.3414 | 0 | 0 | 31.4522 | 0 | 0 | 31.3364 | 0 | 0 | 31.2753 | 0 | 0 | 31.2004 | 0 | 0 | 30.7108 | 0 | 0
722 | 31.1208 | 32.3892 | 31.9689 | 32.1052 | 31.5809 | 31.2714 | 31.9117 | 31.3584 | 31.8287 | 30.4673 | 31.755 | 0 | 0 | 31.6525 | 0 | 0 | 31.3915 | 0 | 0 | 31.833 | 0 | 0 | 31.7394 | 0 | 0 | 31.798 | 0 | 0 | 31.7133 | 0 | 0 | 31.6535 | 0 | 0 | 31.6003 | 0 | 0 | 31.5809 | 0 | 0
723 | 32.3831 | 31.8908 | 32.082 | 31.5893 | 31.8731 | 30.4504 | 32.4168 | 31.5793 | 31.2745 | 31.8517 | 32.1369 | 0 | 0 | 31.3043 | 0 | 0 | 31.7806 | 0 | 0 | 31.9636 | 0 | 0 | 31.7114 | 0 | 0 | 31.6974 | 0 | 0 | 31.7831 | 0 | 0 | 31.6675 | 0 | 0 | 31.7391 | 0 | 0 | 31.8731 | 0 | 0
724 | 31.4878 | 30.2735 | 31.6438 | 31.0105 | 30.6556 | 32.1198 | 31.6848 | 31.8508 | 31.9543 | 32.1385 | 30.8807 | 0 | 0 | 31.262 | 0 | 0 | 31.9071 | 0 | 0 | 31.0142 | 0 | 0 | 31.1985 | 0 | 0 | 31.3198 | 0 | 0 | 31.3408 | 0 | 0 | 31.4813 | 0 | 0 | 31.482 | 0 | 0 | 30.6556 | 0 | 0
725 | 31.6739 | 31.5757 | 31.6051 | 30.7147 | 30.897 | 29.7584 | 31.4281 | 30.2117 | 31.5698 | 31.2088 | 31.6248 | 0 | 0 | 30.4567 | 1 | 0 | 31.1046 | 0 | 0 | 31.2933 | 0 | 0 | 31.0375 | 0 | 0 | 30.8844 | 0 | 0 | 30.9831 | 0 | 0 | 30.9966 | 0 | 0 | 31.0643 | 0 | 0 | 30.897 | 0 | 0
726 | 31.3139 | 31.8162 | 30.0771 | 30.9374 | 31.6764 | 30.5246 | 33.0154 | 31.8444 | 31.6854 | 30.8973 | 31.565 | 0 | 0 | 31.0461 | 0 | 0 | 31.8606 | 0 | 0 | 31.1642 | 0 | 0 | 31.0576 | 0 | 0 | 31.4131 | 0 | 0 | 31.4007 | 0 | 0 | 31.386 | 0 | 0 | 31.3788 | 0 | 0 | 31.6764 | 0 | 0
727 | 32.4765 | 31.743 | 32.0648 | 31.9625 | 31.7263 | 31.2776 | 32.0838 | 32.2753 | 32.3912 | 31.1448 | 32.1098 | 0 | 0 | 31.6555 | 0 | 0 | 31.9738 | 0 | 0 | 31.9946 | 0 | 0 | 31.8751 | 0 | 0 | 31.8762 | 0 | 0 | 31.9512 | 0 | 0 | 31.8522 | 0 | 0 | 31.9146 | 0 | 0 | 31.7263 | 0 | 0
728 | 31.2815 | 31.5582 | 30.9258 | 32.4813 | 31.4427 | 32.4526 | 32.397 | 30.7667 | 30.8448 | 31.8647 | 31.4198 | 0 | 0 | 32.1255 | 0 | 0 | 31.4683 | 0 | 0 | 31.5379 | 0 | 0 | 31.6904 | 0 | 0 | 31.7178 | 0 | 0 | 31.6632 | 0 | 0 | 31.6371 | 0 | 0 | 31.6015 | 0 | 0 | 31.4427 | 0 | 0
729 | 31.1054 | 29.8654 | 31.6197 | 31.6782 | 31.7548 | 32.3665 | 32.0863 | 31.1552 | 31.418 | 31.6981 | 30.4854 | 1 | 0 | 31.9332 | 0 | 0 | 31.5894 | 0 | 0 | 31.2047 | 0 | 0 | 31.3983 | 0 | 0 | 31.5037 | 0 | 0 | 31.4539 | 0 | 0 | 31.5158 | 0 | 0 | 31.4748 | 0 | 0 | 31.7548 | 0 | 0
730 | 31.7235 | 32.3953 | 31.395 | 30.9328 | 31.5114 | 31.5138 | 31.8265 | 31.9615 | 32.2032 | 30.9296 | 32.0594 | 0 | 0 | 31.3193 | 0 | 0 | 31.7302 | 0 | 0 | 31.5916 | 0 | 0 | 31.5786 | 0 | 0 | 31.6481 | 0 | 0 | 31.6575 | 0 | 0 | 31.6299 | 0 | 0 | 31.6393 | 0 | 0 | 31.5114 | 0 | 0
731 | 31.964 | 31.2504 | 33.0176 | 31.0967 | 31.4063 | 33.0551 | 31.7344 | 33.1399 | 30.8864 | 31.3914 | 31.6072 | 0 | 0 | 31.8527 | 0 | 0 | 31.788 | 0 | 0 | 31.747 | 0 | 0 | 31.965 | 0 | 0 | 32.1001 | 0 | 0 | 32.083 | 0 | 0 | 31.8865 | 0 | 0 | 31.8942 | 0 | 0 | 31.4063 | 0 | 0
732 | 30.9017 | 31.2486 | 30.6872 | 31.1488 | 31.1876 | 31.6382 | 31.7455 | 31.6486 | 31.5273 | 32.2734 | 31.0752 | 0 | 0 | 31.3249 | 0 | 0 | 31.7987 | 0 | 0 | 31.0348 | 0 | 0 | 31.1354 | 0 | 0 | 31.3292 | 0 | 0 | 31.2758 | 0 | 0 | 31.4561 | 0 | 0 | 31.4007 | 0 | 0 | 31.1876 | 0 | 0
733 | 32.1404 | 31.3226 | 31.254 | 30.7896 | 31.438 | 29.8876 | 31.517 | 31.6072 | 31.0589 | 31.6175 | 31.7315 | 0 | 0 | 30.7051 | 0 | 0 | 31.4502 | 0 | 0 | 31.3889 | 0 | 0 | 31.1387 | 0 | 0 | 31.1166 | 0 | 0 | 31.2446 | 0 | 0 | 31.1658 | 0 | 0 | 31.2633 | 0 | 0 | 31.438 | 0 | 0
734 | 30.0932 | 31.2591 | 31.3944 | 30.3455 | 30.9919 | 31.6667 | 31.4112 | 32.0073 | 31.9432 | 30.4943 | 30.6762 | 0 | 0 | 31.0013 | 0 | 0 | 31.464 | 0 | 0 | 30.8168 | 0 | 0 | 30.9585 | 0 | 0 | 31.2966 | 0 | 0 | 31.1462 | 0 | 0 | 31.2793 | 0 | 0 | 31.1607 | 0 | 0 | 30.9919 | 0 | 0
735 | 31.4778 | 30.6504 | 31.4922 | 32.3611 | 31.609 | 31.178 | 29.6625 | 32.9469 | 31.018 | 32.1477 | 31.0641 | 0 | 0 | 31.716 | 0 | 0 | 31.4438 | 0 | 0 | 31.5181 | 0 | 0 | 31.4614 | 0 | 0 | 31.4143 | 0 | 0 | 31.4222 | 0 | 0 | 31.4518 | 0 | 0 | 31.4544 | 0 | 0 | 31.609 | 0 | 0
736 | 32.2027 | 31.2274 | 32.7293 | 29.7276 | 31.2931 | 32.2837 | 31.4936 | 31.8244 | 32.5411 | 31.4667 | 31.7151 | 0 | 0 | 31.1014 | 0 | 0 | 31.8314 | 0 | 0 | 31.436 | 0 | 0 | 31.5773 | 0 | 0 | 31.5113 | 0 | 0 | 31.5977 | 0 | 0 | 31.6208 | 0 | 0 | 31.679 | 0 | 0 | 31.2931 | 0 | 0
737 | 32.3252 | 30.3481 | 31.6287 | 31.6778 | 31.4602 | 29.9677 | 32.7198 | 30.6344 | 30.7079 | 30.7644 | 31.3366 | 0 | 0 | 31.0352 | 0 | 0 | 31.2066 | 0 | 0 | 31.488 | 0 | 0 | 31.2346 | 0 | 0 | 31.2052 | 0 | 0 | 31.3452 | 0 | 0 | 31.101 | 0 | 0 | 31.2234 | 0 | 0 | 31.4602 | 0 | 0
738 | 30.7783 | 30.2688 | 31.0612 | 31.1151 | 31.0522 | 30.3427 | 33.1087 | 32.1512 | 31.5986 | 31.2815 | 30.5236 | 1 | 0 | 30.8367 | 0 | 0 | 32.035 | 0 | 0 | 30.8551 | 0 | 0 | 30.7697 | 0 | 0 | 31.3 | 0 | 0 | 31.2348 | 0 | 0 | 31.3311 | 0 | 0 | 31.2758 | 0 | 0 | 31.0522 | 0 | 0
739 | 31.9947 | 31.2529 | 32.2618 | 30.8555 | 33.3211 | 30.0638 | 31.3459 | 32.6191 | 32.0174 | 32.3145 | 31.6238 | 0 | 0 | 31.4135 | 0 | 0 | 32.0742 | 0 | 0 | 31.9372 | 0 | 0 | 31.625 | 0 | 0 | 31.6743 | 0 | 0 | 31.7143 | 0 | 0 | 31.7836 | 0 | 0 | 31.8047 | 0 | 0 | 33.3211 | 0 | 1
740 | 31.1119 | 31.5103 | 30.9968 | 30.9526 | 32.291 | 31.6146 | 31.4179 | 31.6741 | 30.8774 | 31.9971 | 31.3111 | 0 | 0 | 31.6194 | 0 | 0 | 31.4916 | 0 | 0 | 31.3725 | 0 | 0 | 31.4129 | 0 | 0 | 31.4939 | 0 | 0 | 31.4461 | 0 | 0 | 31.4813 | 0 | 0 | 31.4444 | 0 | 0 | 32.291 | 0 | 0
741 | 31.8422 | 30.7915 | 30.0671 | 32.2253 | 30.9331 | 32.6876 | 30.0542 | 31.9659 | 32.4802 | 30.9306 | 31.3169 | 0 | 0 | 31.9487 | 0 | 0 | 31.3577 | 0 | 0 | 31.1719 | 0 | 0 | 31.4245 | 0 | 0 | 31.2464 | 0 | 0 | 31.3209 | 0 | 0 | 31.3484 | 0 | 0 | 31.3978 | 0 | 0 | 30.9331 | 0 | 0
742 | 31.3646 | 32.9141 | 31.9736 | 31.3515 | 30.8675 | 32.3453 | 31.2901 | 31.2408 | 30.275 | 30.4443 | 32.1393 | 0 | 0 | 31.5214 | 0 | 0 | 30.8125 | 0 | 0 | 31.6943 | 0 | 0 | 31.8028 | 0 | 0 | 31.7118 | 0 | 0 | 31.6684 | 0 | 0 | 31.4114 | 0 | 0 | 31.4067 | 0 | 0 | 30.8675 | 0 | 0
743 | 29.9786 | 33.6345 | 30.5506 | 32.7318 | 30.9928 | 30.4076 | 31.4188 | 33.2091 | 31.4487 | 31.2075 | 31.8066 | 0 | 0 | 31.3774 | 0 | 0 | 31.821 | 0 | 0 | 31.5777 | 0 | 0 | 31.3827 | 0 | 0 | 31.8493 | 0 | 0 | 31.6155 | 0 | 0 | 31.7335 | 0 | 0 | 31.558 | 0 | 0 | 30.9928 | 0 | 0
744 | 32.391 | 32 | 30.3646 | 30.2178 | 31.2451 | 32.2018 | 31.9438 | 31.5867 | 32.3025 | 32.5171 | 32.1955 | 0 | 0 | 31.2216 | 0 | 0 | 32.0875 | 0 | 0 | 31.2437 | 0 | 0 | 31.4034 | 0 | 0 | 31.3657 | 0 | 0 | 31.4938 | 0 | 0 | 31.5977 | 0 | 0 | 31.677 | 0 | 0 | 31.2451 | 0 | 0
745 | 30.9447 | 30.8379 | 30.7854 | 32.5111 | 32.1577 | 30.2362 | 30.9252 | 31.716 | 31.6344 | 31.7815 | 30.8913 | 0 | 0 | 31.635 | 0 | 0 | 31.5143 | 0 | 0 | 31.4474 | 0 | 0 | 31.2455 | 0 | 0 | 31.3099 | 0 | 0 | 31.2643 | 0 | 0 | 31.3984 | 0 | 0 | 31.353 | 0 | 0 | 32.1577 | 0 | 0
746 | 30.0064 | 31.4639 | 32.3225 | 31.2888 | 31.2668 | 32.5112 | 30.9474 | 32.004 | 30.466 | 31.2907 | 30.7351 | 0 | 0 | 31.689 | 0 | 0 | 31.177 | 0 | 0 | 31.2697 | 0 | 0 | 31.4766 | 0 | 0 | 31.6864 | 0 | 0 | 31.4764 | 0 | 0 | 31.5068 | 0 | 0 | 31.3568 | 0 | 0 | 31.2668 | 0 | 0
747 | 31.8252 | 31.7829 | 31.6926 | 31.5045 | 31.5605 | 32.7064 | 31.6359 | 32.175 | 31.7649 | 32.3952 | 31.8041 | 0 | 0 | 31.9238 | 0 | 0 | 31.9927 | 0 | 0 | 31.6731 | 0 | 0 | 31.8454 | 0 | 0 | 31.8654 | 0 | 0 | 31.8604 | 0 | 0 | 31.9131 | 0 | 0 | 31.9043 | 0 | 0 | 31.5605 | 0 | 0
748 | 31.3813 | 30.5705 | 31.9713 | 31.263 | 31.5218 | 31.2047 | 31.4052 | 30.2903 | 31.0379 | 30.6169 | 30.9759 | 0 | 0 | 31.3298 | 0 | 0 | 30.8376 | 0 | 0 | 31.3416 | 0 | 0 | 31.3188 | 0 | 0 | 31.1752 | 0 | 0 | 31.201 | 0 | 0 | 31.0979 | 0 | 0 | 31.1263 | 0 | 0 | 31.5218 | 0 | 0
749 | 31.9648 | 32.2481 | 33.2705 | 31.4779 | 32.2759 | 31.8275 | 30.5857 | 32.4564 | 30.6365 | 32.3976 | 32.1065 | 0 | 0 | 31.8605 | 0 | 0 | 31.5191 | 0 | 0 | 32.2474 | 0 | 0 | 32.1775 | 0 | 0 | 32.0203 | 0 | 0 | 32.0134 | 0 | 0 | 31.9085 | 0 | 0 | 31.9141 | 0 | 0 | 32.2759 | 0 | 0
750 | 30.4056 | 30.6736 | 31.577 | 32.3617 | 31.3074 | 32.5101 | 31.5909 | 31.7286 | 32.8486 | 31.0315 | 30.5396 | 1 | 0 | 32.0597 | 0 | 0 | 31.7999 | 0 | 0 | 31.2651 | 0 | 0 | 31.4726 | 0 | 0 | 31.6785 | 0 | 0 | 31.5194 | 0 | 0 | 31.7366 | 0 | 0 | 31.6035 | 0 | 0 | 31.3074 | 0 | 0
751 | 31.5866 | 31.6924 | 31.4469 | 30.7839 | 31.956 | 31.8677 | 31.3399 | 31.8427 | 31.4819 | 31.8237 | 31.6395 | 0 | 0 | 31.5359 | 0 | 0 | 31.6221 | 0 | 0 | 31.4932 | 0 | 0 | 31.5556 | 0 | 0 | 31.5614 | 0 | 0 | 31.5645 | 0 | 0 | 31.5817 | 0 | 0 | 31.5822 | 0 | 0 | 31.956 | 0 | 0
752 | 33.1415 | 31.8483 | 32.8175 | 32.3233 | 33.4138 | 32.2715 | 31.177 | 30.9437 | 31.0138 | 32.0661 | 32.4949 | 0 | 0 | 32.6695 | 0 | 1 | 31.3001 | 0 | 0 | 32.7089 | 0 | 1 | 32.636 | 0 | 1 | 32.1136 | 0 | 0 | 32.2421 | 0 | 0 | 31.9861 | 0 | 0 | 32.1016 | 0 | 0 | 33.4138 | 0 | 1
753 | 31.2609 | 31.4432 | 30.1502 | 31.8268 | 32.2266 | 32.077 | 31.5323 | 30.7473 | 31.7886 | 30.5651 | 31.352 | 0 | 0 | 32.0435 | 0 | 0 | 31.1583 | 0 | 0 | 31.3815 | 0 | 0 | 31.4974 | 0 | 0 | 31.4291 | 0 | 0 | 31.408 | 0 | 0 | 31.373 | 0 | 0 | 31.3618 | 0 | 0 | 32.2266 | 0 | 0
754 | 30.7312 | 31.2567 | 30.671 | 32.0613 | 31.706 | 31.2892 | 32.5631 | 33.4237 | 30.8201 | 32.2558 | 30.994 | 0 | 0 | 31.6855 | 0 | 0 | 32.2657 | 0 | 0 | 31.2852 | 0 | 0 | 31.2859 | 0 | 0 | 31.853 | 0 | 0 | 31.7128 | 0 | 0 | 31.783 | 0 | 0 | 31.6778 | 0 | 0 | 31.706 | 0 | 0
755 | 32.773 | 32.2012 | 31.9189 | 31.24 | 33.0985 | 32.8032 | 31.4233 | 31.1986 | 31.8982 | 31.6337 | 32.4871 | 0 | 0 | 32.3806 | 0 | 0 | 31.5384 | 0 | 0 | 32.2463 | 0 | 0 | 32.3391 | 0 | 0 | 31.9834 | 0 | 0 | 32.0821 | 0 | 0 | 31.9351 | 0 | 0 | 32.0188 | 0 | 0 | 33.0985 | 0 | 1
756 | 31.9584 | 31.8787 | 32.2815 | 31.5935 | 31.3045 | 31.7396 | 30.6514 | 31.3322 | 32.278 | 32.089 | 31.9185 | 0 | 0 | 31.5459 | 0 | 0 | 31.5877 | 0 | 0 | 31.8033 | 0 | 0 | 31.7927 | 0 | 0 | 31.5402 | 0 | 0 | 31.5925 | 0 | 0 | 31.6832 | 0 | 0 | 31.7107 | 0 | 0 | 31.3045 | 0 | 0
757 | 30.6608 | 32.5124 | 31.9626 | 31.6027 | 31.7152 | 33.3893 | 31.0307 | 30.5662 | 31.4671 | 31.4089 | 31.5866 | 0 | 0 | 32.2358 | 0 | 0 | 31.1182 | 0 | 0 | 31.6907 | 0 | 0 | 31.9738 | 0 | 0 | 31.8256 | 0 | 0 | 31.68 | 0 | 0 | 31.7395 | 0 | 0 | 31.6316 | 0 | 0 | 31.7152 | 0 | 0
758 | 30.6338 | 31.1564 | 31.2271 | 31.0016 | 32.0009 | 31.9198 | 31.4756 | 31.8835 | 30.938 | 32.1735 | 30.8951 | 0 | 0 | 31.6408 | 0 | 0 | 31.6176 | 0 | 0 | 31.204 | 0 | 0 | 31.3233 | 0 | 0 | 31.5236 | 0 | 0 | 31.4123 | 0 | 0 | 31.5307 | 0 | 0 | 31.441 | 0 | 0 | 32.0009 | 0 | 0
759 | 31.9186 | 31.2208 | 31.4754 | 32.4429 | 31.2106 | 31.6962 | 33.8121 | 31.6129 | 30.9398 | 31.7924 | 31.5697 | 0 | 0 | 31.7832 | 0 | 0 | 32.0393 | 0 | 0 | 31.6537 | 0 | 0 | 31.6608 | 0 | 0 | 31.9244 | 0 | 0 | 31.9237 | 0 | 0 | 31.8003 | 0 | 0 | 31.8122 | 0 | 0 | 31.2106 | 0 | 0
760 | 31.2577 | 31.2291 | 31.7968 | 31.1454 | 32.7846 | 30.1201 | 32.7404 | 30.7758 | 31.5107 | 30.9037 | 31.2434 | 0 | 0 | 31.35 | 0 | 0 | 31.4826 | 0 | 0 | 31.6427 | 0 | 0 | 31.3889 | 0 | 0 | 31.5132 | 0 | 0 | 31.4812 | 0 | 0 | 31.4452 | 0 | 0 | 31.4264 | 0 | 0 | 32.7846 | 0 | 1
761 | 31.7177 | 31.213 | 32.2094 | 31.6335 | 32.6359 | 30.0828 | 31.6381 | 30.7924 | 31.027 | 32.2558 | 31.4653 | 0 | 0 | 31.4507 | 0 | 0 | 31.4283 | 0 | 0 | 31.8819 | 0 | 0 | 31.5821 | 0 | 0 | 31.4579 | 0 | 0 | 31.4904 | 0 | 0 | 31.4987 | 0 | 0 | 31.5206 | 0 | 0 | 32.6359 | 0 | 1
762 | 31.7548 | 32.4208 | 31.0872 | 30.4974 | 29.699 | 31.963 | 32.107 | 30.2879 | 32.5164 | 30.6711 | 32.0878 | 0 | 0 | 30.7198 | 0 | 0 | 31.3956 | 0 | 0 | 31.0918 | 0 | 0 | 31.237 | 0 | 0 | 31.1518 | 0 | 0 | 31.2271 | 0 | 0 | 31.25 | 0 | 0 | 31.3005 | 0 | 0 | 29.699 | 1 | 0
763 | 31.4183 | 32.3318 | 31.9367 | 31.079 | 32.0658 | 31.7864 | 31.7145 | 30.6244 | 32.2533 | 31.1084 | 31.875 | 0 | 0 | 31.6437 | 0 | 0 | 31.4252 | 0 | 0 | 31.7663 | 0 | 0 | 31.7696 | 0 | 0 | 31.6484 | 0 | 0 | 31.6196 | 0 | 0 | 31.6556 | 0 | 0 | 31.6319 | 0 | 0 | 32.0658 | 0 | 0
764 | 31.4068 | 31.6773 | 33.2787 | 30.9363 | 31.2326 | 30.474 | 31.8219 | 31.6314 | 30.6654 | 31.31 | 31.542 | 0 | 0 | 30.881 | 0 | 0 | 31.3572 | 0 | 0 | 31.7064 | 0 | 0 | 31.501 | 0 | 0 | 31.5789 | 0 | 0 | 31.5574 | 0 | 0 | 31.4475 | 0 | 0 | 31.4435 | 0 | 0 | 31.2326 | 0 | 0
765 | 32.2596 | 31.9392 | 32.2078 | 32.5307 | 32.2331 | 30.5639 | 31.2047 | 31.7654 | 32.2765 | 30.4606 | 32.0994 | 0 | 0 | 31.7759 | 0 | 0 | 31.4268 | 0 | 0 | 32.2341 | 0 | 0 | 31.9557 | 0 | 0 | 31.7778 | 0 | 0 | 31.838 | 0 | 0 | 31.6869 | 0 | 0 | 31.7441 | 0 | 0 | 32.2331 | 0 | 0
766 | 32.0017 | 30.2254 | 32.2104 | 30.7636 | 32.2078 | 31.7342 | 30.8249 | 30.938 | 32.2456 | 31.471 | 31.1135 | 0 | 0 | 31.5685 | 0 | 0 | 31.3699 | 0 | 0 | 31.4818 | 0 | 0 | 31.5238 | 0 | 0 | 31.272 | 0 | 0 | 31.3632 | 0 | 0 | 31.4023 | 0 | 0 | 31.4623 | 0 | 0 | 32.2078 | 0 | 0
767 | 29.7612 | 31.1757 | 30.6802 | 31.0896 | 30.2604 | 31.3697 | 32.4563 | 32.6479 | 32.2998 | 31.2906 | 30.4684 | 1 | 0 | 30.9066 | 0 | 0 | 32.1737 | 0 | 0 | 30.5934 | 1 | 0 | 30.7228 | 0 | 0 | 31.3828 | 0 | 0 | 31.1801 | 0 | 0 | 31.4745 | 0 | 0 | 31.3031 | 0 | 0 | 30.2604 | 1 | 0
768 | 31.631 | 32.7702 | 32.6639 | 31.5351 | 32.5202 | 31.9632 | 31.297 | 31.2537 | 30.9307 | 31.3131 | 32.2006 | 0 | 0 | 32.0062 | 0 | 0 | 31.1986 | 0 | 0 | 32.2241 | 0 | 0 | 32.1806 | 0 | 0 | 32.0005 | 0 | 0 | 31.9543 | 0 | 0 | 31.8052 | 0 | 0 | 31.7878 | 0 | 0 | 32.5202 | 0 | 0
769 | 31.6328 | 30.6883 | 30.7543 | 31.4499 | 31.76 | 30.2983 | 31.9519 | 31.7697 | 31.0711 | 30.9326 | 31.1606 | 0 | 0 | 31.1694 | 0 | 0 | 31.4313 | 0 | 0 | 31.2571 | 0 | 0 | 31.0973 | 0 | 0 | 31.2389 | 0 | 0 | 31.2882 | 0 | 0 | 31.1863 | 0 | 0 | 31.2309 | 0 | 0 | 31.76 | 0 | 0
770 | 31.5777 | 32.5227 | 31.3761 | 30.6785 | 31.5247 | 32.6142 | 31.3427 | 31.7136 | 31.734 | 31.605 | 32.0502 | 0 | 0 | 31.6058 | 0 | 0 | 31.5988 | 0 | 0 | 31.5359 | 0 | 0 | 31.7156 | 0 | 0 | 31.6818 | 0 | 0 | 31.6688 | 0 | 0 | 31.6791 | 0 | 0 | 31.6689 | 0 | 0 | 31.5247 | 0 | 0
771 | 31.2469 | 32.905 | 31.6871 | 31.2604 | 31.4802 | 31.3514 | 31.4293 | 32.2636 | 30.8802 | 32.9614 | 32.0759 | 0 | 0 | 31.364 | 0 | 0 | 31.8836 | 0 | 0 | 31.7159 | 0 | 0 | 31.6552 | 0 | 0 | 31.7681 | 0 | 0 | 31.703 | 0 | 0 | 31.8021 | 0 | 0 | 31.7465 | 0 | 0 | 31.4802 | 0 | 0
772 | 31.8094 | 30.626 | 30.3162 | 30.5003 | 30.8695 | 31.5236 | 32.0041 | 31.6975 | 32.3185 | 32.1076 | 31.2177 | 0 | 0 | 30.9645 | 0 | 0 | 32.0319 | 0 | 0 | 30.8243 | 0 | 0 | 30.9408 | 0 | 0 | 31.0767 | 0 | 0 | 31.1683 | 0 | 0 | 31.3293 | 0 | 0 | 31.3773 | 0 | 0 | 30.8695 | 0 | 0
773 | 31.9657 | 32.8278 | 32.3417 | 31.8996 | 31.3628 | 31.5916 | 32.5005 | 31.2959 | 33.4313 | 31.6105 | 32.3968 | 0 | 0 | 31.618 | 0 | 0 | 32.2096 | 0 | 0 | 32.0795 | 0 | 0 | 31.9982 | 0 | 0 | 31.9743 | 0 | 0 | 31.9732 | 0 | 0 | 32.0957 | 0 | 0 | 32.0827 | 0 | 0 | 31.3628 | 0 | 0
774 | 32.1959 | 30.856 | 31.1411 | 32.0749 | 32.0229 | 32.2116 | 32.2647 | 32.4937 | 31.3224 | 32.4579 | 31.5259 | 0 | 0 | 32.1031 | 0 | 0 | 32.1347 | 0 | 0 | 31.6582 | 0 | 0 | 31.7504 | 0 | 0 | 31.8664 | 0 | 0 | 31.9076 | 0 | 0 | 31.8717 | 0 | 0 | 31.9041 | 0 | 0 | 32.0229 | 0 | 0
775 | 32.3348 | 32.2613 | 32.7627 | 31.5598 | 31.465 | 31.8436 | 29.803 | 31.7161 | 32.5137 | 29.7853 | 32.298 | 0 | 0 | 31.6228 | 0 | 0 | 30.9546 | 0 | 0 | 32.0767 | 0 | 0 | 32.0379 | 0 | 0 | 31.6302 | 0 | 0 | 31.7183 | 0 | 0 | 31.5234 | 0 | 0 | 31.6045 | 0 | 0 | 31.465 | 0 | 0
776 | 32.2827 | 30.7241 | 31.1551 | 31.5721 | 31.3864 | 31.5665 | 31.4991 | 32.5639 | 31.2855 | 30.8713 | 31.5034 | 0 | 0 | 31.5083 | 0 | 0 | 31.5549 | 0 | 0 | 31.4241 | 0 | 0 | 31.4478 | 0 | 0 | 31.4953 | 0 | 0 | 31.5937 | 0 | 0 | 31.4027 | 0 | 0 | 31.4907 | 0 | 0 | 31.3864 | 0 | 0
777 | 31.6762 | 30.6937 | 30.661 | 31.4064 | 31.2951 | 31.2397 | 31.7728 | 31.2695 | 32.385 | 32.3674 | 31.185 | 0 | 0 | 31.3137 | 0 | 0 | 31.9487 | 0 | 0 | 31.1465 | 0 | 0 | 31.162 | 0 | 0 | 31.1912 | 0 | 0 | 31.2518 | 0 | 0 | 31.4545 | 0 | 0 | 31.4767 | 0 | 0 | 31.2951 | 0 | 0
778 | 32.0439 | 31.3828 | 31.5044 | 29.799 | 31.8268 | 31.7586 | 32.79 | 32.4289 | 31.4768 | 31.2088 | 31.7134 | 0 | 0 | 31.1282 | 0 | 0 | 31.9761 | 0 | 0 | 31.3114 | 0 | 0 | 31.3859 | 0 | 0 | 31.6415 | 0 | 0 | 31.6918 | 0 | 0 | 31.5751 | 0 | 0 | 31.622 | 0 | 0 | 31.8268 | 0 | 0
779 | 31.7216 | 32.022 | 30.9632 | 32.428 | 31.3548 | 31.9773 | 32.057 | 30.5324 | 30.3335 | 31.2467 | 31.8718 | 0 | 0 | 31.92 | 0 | 0 | 31.0424 | 0 | 0 | 31.6979 | 0 | 0 | 31.7445 | 0 | 0 | 31.6193 | 0 | 0 | 31.6321 | 0 | 0 | 31.435 | 0 | 0 | 31.4637 | 0 | 0 | 31.3548 | 0 | 0
780 | 32.199 | 31.9626 | 31.7116 | 31.5594 | 30.5194 | 30.2452 | 31.1027 | 30.2139 | 30.2679 | 31.427 | 32.0808 | 0 | 0 | 30.7747 | 0 | 0 | 30.7529 | 0 | 0 | 31.5904 | 0 | 0 | 31.3662 | 0 | 0 | 31.045 | 0 | 0 | 31.1892 | 0 | 0 | 31.0011 | 0 | 0 | 31.1209 | 0 | 0 | 30.5194 | 1 | 0
781 | 31.6792 | 32.9641 | 31.5909 | 31.759 | 29.717 | 31.3851 | 31.7391 | 33.2483 | 33.4242 | 31.0196 | 32.3217 | 0 | 0 | 30.9537 | 0 | 0 | 32.3578 | 0 | 0 | 31.542 | 0 | 0 | 31.5159 | 0 | 0 | 31.7719 | 0 | 0 | 31.7603 | 0 | 0 | 31.8719 | 0 | 0 | 31.8526 | 0 | 0 | 29.717 | 1 | 0
782 | 33.0734 | 32.1519 | 31.3527 | 31.7501 | 32.105 | 32.9508 | 31.7357 | 32.0455 | 31.3368 | 31.2562 | 32.6127 | 0 | 1 | 32.2686 | 0 | 0 | 31.5936 | 0 | 0 | 32.0866 | 0 | 0 | 32.2306 | 0 | 0 | 32.0131 | 0 | 0 | 32.1456 | 0 | 0 | 31.8539 | 0 | 0 | 31.9758 | 0 | 0 | 32.105 | 0 | 0
783 | 31.7415 | 30.782 | 32.0779 | 31.8411 | 31.4838 | 31.6986 | 31.787 | 30.8267 | 31.5225 | 31.8783 | 31.2618 | 0 | 0 | 31.6745 | 0 | 0 | 31.5036 | 0 | 0 | 31.5853 | 0 | 0 | 31.6041 | 0 | 0 | 31.4996 | 0 | 0 | 31.5298 | 0 | 0 | 31.5442 | 0 | 0 | 31.5639 | 0 | 0 | 31.4838 | 0 | 0
784 | 30.1598 | 31.8044 | 31.0165 | 31.1117 | 32.4607 | 30.6889 | 32.1053 | 31.5961 | 32.1436 | 30.8184 | 30.9821 | 0 | 0 | 31.4205 | 0 | 0 | 31.6659 | 0 | 0 | 31.3106 | 0 | 0 | 31.207 | 0 | 0 | 31.5405 | 0 | 0 | 31.3679 | 0 | 0 | 31.5273 | 0 | 0 | 31.3905 | 0 | 0 | 32.4607 | 0 | 0
785 | 30.5917 | 33.218 | 31.2287 | 32.3682 | 32.1164 | 31.9021 | 31.1165 | 30.6817 | 30.892 | 32.1542 | 31.9048 | 0 | 0 | 32.1289 | 0 | 0 | 31.2111 | 0 | 0 | 31.9046 | 0 | 0 | 31.9042 | 0 | 0 | 31.8045 | 0 | 0 | 31.6529 | 0 | 0 | 31.742 | 0 | 0 | 31.6269 | 0 | 0 | 32.1164 | 0 | 0
786 | 31.3543 | 31.4073 | 32.1938 | 31.2193 | 30.3913 | 32.6478 | 32.6725 | 32.1053 | 32.6368 | 31.1357 | 31.3808 | 0 | 0 | 31.4194 | 0 | 0 | 32.1376 | 0 | 0 | 31.3132 | 0 | 0 | 31.5356 | 0 | 0 | 31.8053 | 0 | 0 | 31.7489 | 0 | 0 | 31.8233 | 0 | 0 | 31.7764 | 0 | 0 | 30.3913 | 1 | 0
787 | 31.6416 | 30.8058 | 31.0954 | 31.9907 | 31.0906 | 31.2048 | 31.5244 | 31.9078 | 31.7425 | 31.1893 | 31.2237 | 0 | 0 | 31.4287 | 0 | 0 | 31.591 | 0 | 0 | 31.3248 | 0 | 0 | 31.3048 | 0 | 0 | 31.3742 | 0 | 0 | 31.4076 | 0 | 0 | 31.3946 | 0 | 0 | 31.4193 | 0 | 0 | 31.0906 | 0 | 0
788 | 31.3653 | 31.8851 | 31.6928 | 30.4258 | 30.7967 | 31.3317 | 30.7727 | 31.5832 | 30.7571 | 30.7189 | 31.6252 | 0 | 0 | 30.8514 | 0 | 0 | 30.958 | 0 | 0 | 31.2331 | 0 | 0 | 31.2496 | 0 | 0 | 31.2126 | 0 | 0 | 31.2317 | 0 | 0 | 31.1071 | 0 | 0 | 31.1329 | 0 | 0 | 30.7967 | 0 | 0
789 | 32.3646 | 30.459 | 31.3745 | 32.312 | 31.0446 | 31.7787 | 31.2902 | 31.6976 | 32.4574 | 32.0628 | 31.4118 | 0 | 0 | 31.7118 | 0 | 0 | 31.877 | 0 | 0 | 31.511 | 0 | 0 | 31.5556 | 0 | 0 | 31.4224 | 0 | 0 | 31.5402 | 0 | 0 | 31.6085 | 0 | 0 | 31.6841 | 0 | 0 | 31.0446 | 0 | 0
790 | 32.5524 | 30.9576 | 30.0572 | 32.5552 | 31.3212 | 31.4424 | 31.2481 | 30.2696 | 29.7899 | 31.048 | 31.755 | 0 | 0 | 31.7729 | 0 | 0 | 30.5889 | 1 | 0 | 31.4887 | 0 | 0 | 31.481 | 0 | 0 | 31.1216 | 0 | 0 | 31.3005 | 0 | 0 | 30.9655 | 0 | 0 | 31.1242 | 0 | 0 | 31.3212 | 0 | 0
791 | 31.1956 | 31.7751 | 31.6783 | 30.9272 | 30.6021 | 32.8359 | 31.174 | 31.2431 | 32.0976 | 32.1711 | 31.4854 | 0 | 0 | 31.455 | 0 | 0 | 31.6715 | 0 | 0 | 31.2357 | 0 | 0 | 31.5024 | 0 | 0 | 31.4622 | 0 | 0 | 31.4289 | 0 | 0 | 31.6116 | 0 | 0 | 31.57 | 0 | 0 | 30.6021 | 1 | 0
792 | 32.9873 | 31.2976 | 32.0756 | 31.2703 | 32.4567 | 31.3729 | 32.4896 | 32.2313 | 31.3764 | 30.0584 | 32.1424 | 0 | 0 | 31.7 | 0 | 0 | 31.5389 | 0 | 0 | 32.0175 | 0 | 0 | 31.9101 | 0 | 0 | 31.8848 | 0 | 0 | 32.0227 | 0 | 0 | 31.6254 | 0 | 0 | 31.7616 | 0 | 0 | 32.4567 | 0 | 0
793 | 31.0472 | 32.2346 | 31.4487 | 31.4852 | 31.8237 | 32.0226 | 30.6719 | 30.6721 | 31.7677 | 32.2628 | 31.6409 | 0 | 0 | 31.7772 | 0 | 0 | 31.3436 | 0 | 0 | 31.6079 | 0 | 0 | 31.677 | 0 | 0 | 31.4798 | 0 | 0 | 31.4258 | 0 | 0 | 31.5988 | 0 | 0 | 31.5437 | 0 | 0 | 31.8237 | 0 | 0
794 | 31.9778 | 33.3199 | 32.0626 | 31.4116 | 31.0791 | 30.6282 | 31.9901 | 31.6754 | 32.394 | 30.5221 | 32.6489 | 0 | 1 | 31.0397 | 0 | 0 | 31.6454 | 0 | 0 | 31.9702 | 0 | 0 | 31.7465 | 0 | 0 | 31.7381 | 0 | 0 | 31.7681 | 0 | 0 | 31.6759 | 0 | 0 | 31.7061 | 0 | 0 | 31.0791 | 0 | 0
795 | 30.9681 | 31.121 | 31.8879 | 31.521 | 32.3811 | 32.0918 | 31.6207 | 32.9281 | 31.6218 | 31.8405 | 31.0445 | 0 | 0 | 31.998 | 0 | 0 | 32.0028 | 0 | 0 | 31.5758 | 0 | 0 | 31.6618 | 0 | 0 | 31.936 | 0 | 0 | 31.815 | 0 | 0 | 31.8904 | 0 | 0 | 31.7982 | 0 | 0 | 32.3811 | 0 | 0
796 | 32.1178 | 31.1358 | 32.0055 | 30.688 | 31.3964 | 31.9427 | 29.7038 | 31.4824 | 31.6844 | 32.2639 | 31.6268 | 0 | 0 | 31.3424 | 0 | 0 | 31.2836 | 0 | 0 | 31.4687 | 0 | 0 | 31.5477 | 0 | 0 | 31.1935 | 0 | 0 | 31.309 | 0 | 0 | 31.367 | 0 | 0 | 31.4421 | 0 | 0 | 31.3964 | 0 | 0
797 | 31.0336 | 30.0658 | 32.9842 | 31.2778 | 30.996 | 32.1074 | 31.9674 | 32.7275 | 31.9338 | 31.4413 | 30.5497 | 1 | 0 | 31.4604 | 0 | 0 | 32.0175 | 0 | 0 | 31.2715 | 0 | 0 | 31.4108 | 0 | 0 | 31.7323 | 0 | 0 | 31.645 | 0 | 0 | 31.7223 | 0 | 0 | 31.6535 | 0 | 0 | 30.996 | 0 | 0
798 | 31.7879 | 31.7154 | 31.1017 | 32.0953 | 32.2527 | 30.7203 | 31.314 | 31.8217 | 32.8725 | 31.7246 | 31.7516 | 0 | 0 | 31.6895 | 0 | 0 | 31.9332 | 0 | 0 | 31.7906 | 0 | 0 | 31.6122 | 0 | 0 | 31.5745 | 0 | 0 | 31.6011 | 0 | 0 | 31.7354 | 0 | 0 | 31.7406 | 0 | 0 | 32.2527 | 0 | 0
799 | 31.0886 | 31.4505 | 30.725 | 32.0497 | 32.5796 | 32.196 | 31.9922 | 31.827 | 31.3215 | 32.7412 | 31.2696 | 0 | 0 | 32.2751 | 0 | 0 | 31.9705 | 0 | 0 | 31.5787 | 0 | 0 | 31.6816 | 0 | 0 | 31.8314 | 0 | 0 | 31.7386 | 0 | 0 | 31.8759 | 0 | 0 | 31.7971 | 0 | 0 | 32.5796 | 0 | 1
800 | 30.4062 | 31.5339 | 31.4392 | 32.3018 | 31.4693 | 31.5366 | 32.8716 | 32.194 | 31.651 | 32.2183 | 30.97 | 0 | 0 | 31.7692 | 0 | 0 | 32.2337 | 0 | 0 | 31.4301 | 0 | 0 | 31.4478 | 0 | 0 | 31.9066 | 0 | 0 | 31.7191 | 0 | 0 | 31.9129 | 0 | 0 | 31.7622 | 0 | 0 | 31.4693 | 0 | 0
801 | 32.4929 | 32.0894 | 30.2332 | 30.9764 | 32.522 | 31.4421 | 31.6189 | 31.3213 | 31.3984 | 32.3704 | 32.2911 | 0 | 0 | 31.6468 | 0 | 0 | 31.6773 | 0 | 0 | 31.6628 | 0 | 0 | 31.626 | 0 | 0 | 31.4576 | 0 | 0 | 31.587 | 0 | 0 | 31.5525 | 0 | 0 | 31.6465 | 0 | 0 | 32.522 | 0 | 0
802 | 32.0752 | 31.9836 | 30.9313 | 31.6767 | 31.7718 | 32.2058 | 30.5484 | 32.0919 | 31.7579 | 32.9557 | 32.0294 | 0 | 0 | 31.8848 | 0 | 0 | 31.8385 | 0 | 0 | 31.6877 | 0 | 0 | 31.7741 | 0 | 0 | 31.6014 | 0 | 0 | 31.6606 | 0 | 0 | 31.7692 | 0 | 0 | 31.7998 | 0 | 0 | 31.7718 | 0 | 0
803 | 32.3706 | 32.3779 | 30.8089 | 31.411 | 31.878 | 31.1418 | 32.4886 | 30.9951 | 31.9158 | 31.2324 | 32.3743 | 0 | 0 | 31.4769 | 0 | 0 | 31.658 | 0 | 0 | 31.7693 | 0 | 0 | 31.6647 | 0 | 0 | 31.5859 | 0 | 0 | 31.684 | 0 | 0 | 31.5833 | 0 | 0 | 31.662 | 0 | 0 | 31.878 | 0 | 0
804 | 31.4421 | 33.0685 | 32.7364 | 31.4616 | 31.7803 | 32.3178 | 31.192 | 31.6029 | 32.06 | 31.8964 | 32.2553 | 0 | 0 | 31.8532 | 0 | 0 | 31.6878 | 0 | 0 | 32.0978 | 0 | 0 | 32.1345 | 0 | 0 | 32.0228 | 0 | 0 | 31.9502 | 0 | 0 | 32.0129 | 0 | 0 | 31.9558 | 0 | 0 | 31.7803 | 0 | 0
805 | 31.2575 | 30.7564 | 31.8697 | 31.6466 | 30.9711 | 30.6917 | 31.2934 | 31.7497 | 32.2664 | 32.2734 | 31.0069 | 0 | 0 | 31.1031 | 0 | 0 | 31.8957 | 0 | 0 | 31.3003 | 0 | 0 | 31.1988 | 0 | 0 | 31.2827 | 0 | 0 | 31.2795 | 0 | 0 | 31.502 | 0 | 0 | 31.4776 | 0 | 0 | 30.9711 | 0 | 0
806 | 30.7987 | 32.5947 | 32.3627 | 30.4648 | 30.8597 | 32.1072 | 32.2943 | 31.9367 | 32.0082 | 32.3791 | 31.6967 | 0 | 0 | 31.1439 | 0 | 0 | 32.1546 | 0 | 0 | 31.4161 | 0 | 0 | 31.5313 | 0 | 0 | 31.8029 | 0 | 0 | 31.6773 | 0 | 0 | 31.8897 | 0 | 0 | 31.7806 | 0 | 0 | 30.8597 | 0 | 0
807 | 31.1153 | 32.9541 | 31.1017 | 32.4593 | 32.5287 | 30.7005 | 31.0747 | 32.4976 | 32.6623 | 31.7171 | 32.0347 | 0 | 0 | 31.8962 | 0 | 0 | 31.9879 | 0 | 0 | 32.0318 | 0 | 0 | 31.8099 | 0 | 0 | 31.9024 | 0 | 0 | 31.804 | 0 | 0 | 31.9662 | 0 | 0 | 31.8811 | 0 | 0 | 32.5287 | 0 | 1
808 | 32.1999 | 31.9473 | 30.7013 | 32.6987 | 31.8503 | 30.7902 | 32.4954 | 30.6514 | 33.1285 | 32.696 | 32.0736 | 0 | 0 | 31.7797 | 0 | 0 | 32.2428 | 0 | 0 | 31.8795 | 0 | 0 | 31.6979 | 0 | 0 | 31.5906 | 0 | 0 | 31.6668 | 0 | 0 | 31.8843 | 0 | 0 | 31.9159 | 0 | 0 | 31.8503 | 0 | 0
809 | 32.2299 | 30.0378 | 32.0029 | 31.7734 | 31.9811 | 31.6785 | 32.8202 | 30.3454 | 32.1427 | 32.5668 | 31.1338 | 0 | 0 | 31.811 | 0 | 0 | 31.9688 | 0 | 0 | 31.605 | 0 | 0 | 31.6173 | 0 | 0 | 31.5199 | 0 | 0 | 31.6087 | 0 | 0 | 31.7054 | 0 | 0 | 31.7579 | 0 | 0 | 31.9811 | 0 | 0
810 | 32.0378 | 33.0638 | 32.727 | 32.3151 | 32.5685 | 31.1757 | 31.8232 | 31.6667 | 30.9991 | 31.8807 | 32.5508 | 0 | 1 | 32.0198 | 0 | 0 | 31.5924 | 0 | 0 | 32.5425 | 0 | 1 | 32.3147 | 0 | 0 | 32.1914 | 0 | 0 | 32.1722 | 0 | 0 | 32.0244 | 0 | 0 | 32.0258 | 0 | 0 | 32.5685 | 0 | 1
811 | 31.7457 | 31.2715 | 30.99 | 31.7877 | 30.588 | 31.1183 | 31.3905 | 32.2929 | 32.4142 | 30.8899 | 31.5086 | 0 | 0 | 31.1647 | 0 | 0 | 31.7469 | 0 | 0 | 31.2766 | 0 | 0 | 31.2502 | 0 | 0 | 31.3484 | 0 | 0 | 31.3981 | 0 | 0 | 31.4159 | 0 | 0 | 31.4489 | 0 | 0 | 30.588 | 1 | 0
812 | 30.9481 | 31.1988 | 32.6882 | 31.7806 | 31.7216 | 31.6055 | 31.5356 | 30.9703 | 30.2989 | 30.8401 | 31.0734 | 0 | 0 | 31.7026 | 0 | 0 | 30.9112 | 0 | 0 | 31.6674 | 0 | 0 | 31.6571 | 0 | 0 | 31.6429 | 0 | 0 | 31.5561 | 0 | 0 | 31.4044 | 0 | 0 | 31.3588 | 0 | 0 | 31.7216 | 0 | 0
813 | 31.4351 | 31.5862 | 31.7196 | 31.8747 | 32.961 | 30.5018 | 30.8609 | 31.6033 | 31.4846 | 32.05 | 31.5107 | 0 | 0 | 31.7792 | 0 | 0 | 31.4997 | 0 | 0 | 31.9153 | 0 | 0 | 31.6797 | 0 | 0 | 31.5868 | 0 | 0 | 31.5678 | 0 | 0 | 31.6269 | 0 | 0 | 31.6077 | 0 | 0 | 32.961 | 0 | 1
814 | 31.5037 | 31.3148 | 31.1328 | 32.1585 | 30.3417 | 31.2544 | 31.8849 | 31.7455 | 32.2041 | 31.0247 | 31.4092 | 0 | 0 | 31.2515 | 0 | 0 | 31.7148 | 0 | 0 | 31.2903 | 0 | 0 | 31.2843 | 0 | 0 | 31.4046 | 0 | 0 | 31.417 | 0 | 0 | 31.4513 | 0 | 0 | 31.4565 | 0 | 0 | 30.3417 | 1 | 0
815 | 31.9104 | 32.2555 | 32.4765 | 30.6066 | 31.1522 | 31.1208 | 32.3003 | 30.915 | 31.7837 | 31.514 | 32.083 | 0 | 0 | 30.9598 | 0 | 0 | 31.6282 | 0 | 0 | 31.6802 | 0 | 0 | 31.587 | 0 | 0 | 31.5467 | 0 | 0 | 31.5922 | 0 | 0 | 31.5694 | 0 | 0 | 31.6035 | 0 | 0 | 31.1522 | 0 | 0
816 | 31.6081 | 31.3873 | 31.4594 | 31.9363 | 30.7762 | 32.1449 | 31.2543 | 32.5285 | 30.5385 | 32.7432 | 31.4977 | 0 | 0 | 31.6191 | 0 | 0 | 31.7661 | 0 | 0 | 31.4335 | 0 | 0 | 31.552 | 0 | 0 | 31.641 | 0 | 0 | 31.6369 | 0 | 0 | 31.641 | 0 | 0 | 31.6377 | 0 | 0 | 30.7762 | 0 | 0
817 | 31.4065 | 31.3421 | 32.3553 | 32.4359 | 31.9701 | 30.2016 | 30.5256 | 31.5445 | 31.2847 | 32.9942 | 31.3743 | 0 | 0 | 31.5359 | 0 | 0 | 31.5872 | 0 | 0 | 31.902 | 0 | 0 | 31.6186 | 0 | 0 | 31.4821 | 0 | 0 | 31.4727 | 0 | 0 | 31.6282 | 0 | 0 | 31.606 | 0 | 0 | 31.9701 | 0 | 0
818 | 32.1628 | 31.3734 | 31.4201 | 30.0559 | 31.9834 | 31.6893 | 30.9368 | 31.0649 | 32.2728 | 31.7866 | 31.7681 | 0 | 0 | 31.2429 | 0 | 0 | 31.5153 | 0 | 0 | 31.3991 | 0 | 0 | 31.4475 | 0 | 0 | 31.2177 | 0 | 0 | 31.3358 | 0 | 0 | 31.3981 | 0 | 0 | 31.4746 | 0 | 0 | 31.9834 | 0 | 0
819 | 31.9475 | 31.7625 | 30.3699 | 30.2899 | 31.6954 | 31.1549 | 30.7761 | 32.479 | 32.8756 | 31.4436 | 31.855 | 0 | 0 | 31.0467 | 0 | 0 | 31.8936 | 0 | 0 | 31.213 | 0 | 0 | 31.2034 | 0 | 0 | 31.2182 | 0 | 0 | 31.3094 | 0 | 0 | 31.4274 | 0 | 0 | 31.4794 | 0 | 0 | 31.6954 | 0 | 0
820 | 32.0708 | 31.3689 | 31.1316 | 33.3334 | 31.5143 | 31.3935 | 31.3092 | 31.9648 | 31.6264 | 31.1923 | 31.7199 | 0 | 0 | 32.0804 | 0 | 0 | 31.5232 | 0 | 0 | 31.8838 | 0 | 0 | 31.8021 | 0 | 0 | 31.7165 | 0 | 0 | 31.7608 | 0 | 0 | 31.6483 | 0 | 0 | 31.6905 | 0 | 0 | 31.5143 | 0 | 0
821 | 31.1966 | 31.2806 | 31.6033 | 31.0141 | 31.3073 | 31.0037 | 32.245 | 31.1803 | 31.1914 | 31.1752 | 31.2386 | 0 | 0 | 31.1083 | 0 | 0 | 31.448 | 0 | 0 | 31.2804 | 0 | 0 | 31.2342 | 0 | 0 | 31.3763 | 0 | 0 | 31.3539 | 0 | 0 | 31.3334 | 0 | 0 | 31.3197 | 0 | 0 | 31.3073 | 0 | 0
822 | 33.1227 | 32.2137 | 32.0236 | 32.2349 | 31.8768 | 31.8355 | 31.8193 | 32.3756 | 29.9693 | 31.2578 | 32.6682 | 0 | 1 | 31.9824 | 0 | 0 | 31.3555 | 0 | 0 | 32.2944 | 0 | 0 | 32.2179 | 0 | 0 | 32.0542 | 0 | 0 | 32.1878 | 0 | 0 | 31.7341 | 0 | 0 | 31.8729 | 0 | 0 | 31.8768 | 0 | 0
823 | 30.2311 | 31.9446 | 31.9745 | 31.1594 | 32.6741 | 30.6431 | 31.1798 | 31.7058 | 31.6775 | 31.6755 | 31.0878 | 0 | 0 | 31.4922 | 0 | 0 | 31.5596 | 0 | 0 | 31.5968 | 0 | 0 | 31.4378 | 0 | 0 | 31.6116 | 0 | 0 | 31.439 | 0 | 0 | 31.626 | 0 | 0 | 31.4865 | 0 | 0 | 32.6741 | 0 | 1
824 | 32.485 | 31.9752 | 32.1091 | 31.3903 | 32.4225 | 31.2358 | 31.9614 | 31.1869 | 31.1726 | 30.8794 | 32.2301 | 0 | 0 | 31.6829 | 0 | 0 | 31.3001 | 0 | 0 | 32.0764 | 0 | 0 | 31.9363 | 0 | 0 | 31.7545 | 0 | 0 | 31.8458 | 0 | 0 | 31.5926 | 0 | 0 | 31.6818 | 0 | 0 | 32.4225 | 0 | 0
825 | 31.9038 | 31.612 | 31.1148 | 32.5632 | 32.5189 | 30.3946 | 31.2028 | 31.3732 | 31.6531 | 31.5581 | 31.7579 | 0 | 0 | 31.8255 | 0 | 0 | 31.4468 | 0 | 0 | 31.9425 | 0 | 0 | 31.6845 | 0 | 0 | 31.5399 | 0 | 0 | 31.5854 | 0 | 0 | 31.5545 | 0 | 0 | 31.5895 | 0 | 0 | 32.5189 | 0 | 0
826 | 32.4599 | 31.5894 | 32.1841 | 30.6345 | 32.0845 | 32.9293 | 31.2528 | 30.2546 | 31.8183 | 30.5265 | 32.0246 | 0 | 0 | 31.8828 | 0 | 0 | 30.9631 | 0 | 0 | 31.7905 | 0 | 0 | 31.9803 | 0 | 0 | 31.5613 | 0 | 0 | 31.6736 | 0 | 0 | 31.4749 | 0 | 0 | 31.5734 | 0 | 0 | 32.0845 | 0 | 0
827 | 31.3435 | 31.1482 | 31.0712 | 30.8259 | 31.1915 | 31.5943 | 32.2259 | 30.6936 | 31.2809 | 32.2211 | 31.2459 | 0 | 0 | 31.2039 | 0 | 0 | 31.6054 | 0 | 0 | 31.1161 | 0 | 0 | 31.1958 | 0 | 0 | 31.2501 | 0 | 0 | 31.2618 | 0 | 0 | 31.3614 | 0 | 0 | 31.3596 | 0 | 0 | 31.1915 | 0 | 0
828 | 31.7313 | 31.408 | 31.3207 | 31.1239 | 30.8453 | 32.352 | 31.8594 | 31.9432 | 31.5071 | 31.5813 | 31.5697 | 0 | 0 | 31.4404 | 0 | 0 | 31.7228 | 0 | 0 | 31.2859 | 0 | 0 | 31.4636 | 0 | 0 | 31.5504 | 0 | 0 | 31.573 | 0 | 0 | 31.549 | 0 | 0 | 31.5672 | 0 | 0 | 30.8453 | 0 | 0
829 | 31.4966 | 31.9078 | 30.6293 | 31.9032 | 32.2461 | 31.7595 | 32.0812 | 29.9502 | 32.05 | 31.9623 | 31.7022 | 0 | 0 | 31.9696 | 0 | 0 | 31.5109 | 0 | 0 | 31.6366 | 0 | 0 | 31.6571 | 0 | 0 | 31.4968 | 0 | 0 | 31.4968 | 0 | 0 | 31.61 | 0 | 0 | 31.5986 | 0 | 0 | 32.2461 | 0 | 0
830 | 31.9404 | 30.3829 | 30.8096 | 32.0655 | 32.1319 | 32.9513 | 30.9534 | 31.5539 | 32.2457 | 31.3655 | 31.1616 | 0 | 0 | 32.3829 | 0 | 0 | 31.5296 | 0 | 0 | 31.4661 | 0 | 0 | 31.7136 | 0 | 0 | 31.5498 | 0 | 0 | 31.5986 | 0 | 0 | 31.6066 | 0 | 0 | 31.64 | 0 | 0 | 32.1319 | 0 | 0
831 | 30.3851 | 32.6053 | 30.5805 | 33.1963 | 31.9349 | 33.9285 | 30.179 | 31.9225 | 30.1479 | 31.6207 | 31.4952 | 0 | 0 | 33.0199 | 0 | 1 | 30.9675 | 0 | 0 | 31.7404 | 0 | 0 | 32.1051 | 0 | 0 | 32.0496 | 0 | 0 | 31.8415 | 0 | 0 | 31.7906 | 0 | 0 | 31.6501 | 0 | 0 | 31.9349 | 0 | 0
832 | 32.1802 | 31.5233 | 31.9109 | 32.8502 | 31.9803 | 32.2131 | 31.8582 | 31.0622 | 30.6475 | 31.2309 | 31.8517 | 0 | 0 | 32.3478 | 0 | 0 | 31.1997 | 0 | 0 | 32.089 | 0 | 0 | 32.1097 | 0 | 0 | 31.914 | 0 | 0 | 31.9473 | 0 | 0 | 31.6974 | 0 | 0 | 31.7457 | 0 | 0 | 31.9803 | 0 | 0
833 | 31.4217 | 32.6792 | 31.9594 | 31.5679 | 32.2744 | 32.45 | 30.7067 | 32.7181 | 30.7105 | 31.7695 | 32.0504 | 0 | 0 | 32.0974 | 0 | 0 | 31.4762 | 0 | 0 | 31.9805 | 0 | 0 | 32.0588 | 0 | 0 | 32.0508 | 0 | 0 | 31.9722 | 0 | 0 | 31.8706 | 0 | 0 | 31.8257 | 0 | 0 | 32.2744 | 0 | 0
834 | 32.0791 | 31.5671 | 31.879 | 30.7965 | 32.4496 | 31.834 | 31.4625 | 32.5513 | 31.7296 | 31.6239 | 31.8231 | 0 | 0 | 31.6934 | 0 | 0 | 31.8418 | 0 | 0 | 31.7543 | 0 | 0 | 31.7675 | 0 | 0 | 31.7914 | 0 | 0 | 31.8274 | 0 | 0 | 31.7659 | 0 | 0 | 31.7973 | 0 | 0 | 32.4496 | 0 | 0
835 | 31.5505 | 30.8991 | 32.1351 | 30.3185 | 30.7849 | 30.7822 | 32.4422 | 31.2891 | 31.2797 | 31.7149 | 31.2248 | 0 | 0 | 30.6285 | 1 | 0 | 31.6815 | 0 | 0 | 31.1376 | 0 | 0 | 31.0784 | 0 | 0 | 31.2359 | 0 | 0 | 31.2752 | 0 | 0 | 31.294 | 0 | 0 | 31.3196 | 0 | 0 | 30.7849 | 0 | 0
836 | 32.3369 | 31.6519 | 30.2964 | 31.2246 | 30.5783 | 30.8558 | 31.3276 | 31.4582 | 31.1641 | 31.0338 | 31.9944 | 0 | 0 | 30.8863 | 0 | 0 | 31.2459 | 0 | 0 | 31.2176 | 0 | 0 | 31.1573 | 0 | 0 | 31.0561 | 0 | 0 | 31.2162 | 0 | 0 | 31.0656 | 0 | 0 | 31.1928 | 0 | 0 | 30.5783 | 1 | 0
837 | 31.4779 | 30.0609 | 30.7423 | 31.9996 | 31.4332 | 32.2612 | 31.9189 | 31.3917 | 31.5346 | 31.238 | 30.7694 | 0 | 0 | 31.898 | 0 | 0 | 31.5208 | 0 | 0 | 31.1428 | 0 | 0 | 31.3292 | 0 | 0 | 31.4011 | 0 | 0 | 31.4107 | 0 | 0 | 31.3978 | 0 | 0 | 31.4058 | 0 | 0 | 31.4332 | 0 | 0
838 | 32.0126 | 32.0236 | 32.1468 | 31.0338 | 32.3134 | 31.3026 | 30.5452 | 32.1 | 30.6783 | 31.0887 | 32.0181 | 0 | 0 | 31.5499 | 0 | 0 | 31.103 | 0 | 0 | 31.906 | 0 | 0 | 31.8055 | 0 | 0 | 31.6379 | 0 | 0 | 31.6848 | 0 | 0 | 31.4703 | 0 | 0 | 31.5245 | 0 | 0 | 32.3134 | 0 | 0
839 | 32.5811 | 31.0544 | 30.7874 | 31.9321 | 31.0071 | 31.9253 | 32.1059 | 30.5687 | 32.3872 | 31.1166 | 31.8177 | 0 | 0 | 31.6215 | 0 | 0 | 31.5446 | 0 | 0 | 31.4724 | 0 | 0 | 31.5479 | 0 | 0 | 31.3401 | 0 | 0 | 31.4952 | 0 | 0 | 31.4316 | 0 | 0 | 31.5466 | 0 | 0 | 31.0071 | 0 | 0
840 | 30.4865 | 32.3762 | 32.2964 | 32.2706 | 31.0011 | 30.1906 | 31.8493 | 31.7171 | 30.8068 | 31.4486 | 31.4313 | 0 | 0 | 31.1541 | 0 | 0 | 31.4554 | 0 | 0 | 31.6862 | 0 | 0 | 31.4369 | 0 | 0 | 31.6716 | 0 | 0 | 31.5235 | 0 | 0 | 31.5507 | 0 | 0 | 31.4443 | 0 | 0 | 31.0011 | 0 | 0
841 | 30.8153 | 31.7887 | 31.6603 | 30.8849 | 32.5475 | 31.5572 | 31.486 | 31.927 | 31.4803 | 32.5035 | 31.302 | 0 | 0 | 31.6632 | 0 | 0 | 31.8492 | 0 | 0 | 31.5393 | 0 | 0 | 31.5423 | 0 | 0 | 31.6931 | 0 | 0 | 31.5834 | 0 | 0 | 31.7595 | 0 | 0 | 31.6651 | 0 | 0 | 32.5475 | 0 | 1
842 | 31.5254 | 30.4308 | 30.5736 | 30.5026 | 30.3786 | 31.235 | 31.0842 | 31.1116 | 32.1149 | 30.7467 | 30.9781 | 0 | 0 | 30.7054 | 0 | 0 | 31.2643 | 0 | 0 | 30.6822 | 0 | 0 | 30.7743 | 0 | 0 | 30.7595 | 0 | 0 | 30.8552 | 0 | 0 | 30.9087 | 0 | 0 | 30.9703 | 0 | 0 | 30.3786 | 1 | 0
843 | 31.7877 | 30.724 | 31.5815 | 30.1413 | 32.3487 | 31.2676 | 31.9649 | 31.3975 | 32.0919 | 31.0454 | 31.2558 | 0 | 0 | 31.2526 | 0 | 0 | 31.6249 | 0 | 0 | 31.3166 | 0 | 0 | 31.3085 | 0 | 0 | 31.3465 | 0 | 0 | 31.4017 | 0 | 0 | 31.3959 | 0 | 0 | 31.4351 | 0 | 0 | 32.3487 | 0 | 0
844 | 31.2716 | 32.1817 | 31.3905 | 31.6757 | 31.7773 | 32.0224 | 31.5765 | 31.8697 | 32.3817 | 32.1738 | 31.7267 | 0 | 0 | 31.8252 | 0 | 0 | 32.0004 | 0 | 0 | 31.6594 | 0 | 0 | 31.7199 | 0 | 0 | 31.7848 | 0 | 0 | 31.7207 | 0 | 0 | 31.8944 | 0 | 0 | 31.8321 | 0 | 0 | 31.7773 | 0 | 0
845 | 31.0985 | 30.8915 | 31.5228 | 32.3763 | 32.0466 | 31.5033 | 31.701 | 32.0506 | 31.1254 | 30.7291 | 30.995 | 0 | 0 | 31.9754 | 0 | 0 | 31.4015 | 0 | 0 | 31.5871 | 0 | 0 | 31.5732 | 0 | 0 | 31.7274 | 0 | 0 | 31.6488 | 0 | 0 | 31.5496 | 0 | 0 | 31.5045 | 0 | 0 | 32.0466 | 0 | 0
846 | 31.3953 | 31.4633 | 33.3798 | 32.3462 | 32.0194 | 30.7975 | 32.3175 | 31.383 | 30.1828 | 30.2095 | 31.4293 | 0 | 0 | 31.721 | 0 | 0 | 31.0232 | 0 | 0 | 32.1208 | 0 | 0 | 31.9003 | 0 | 0 | 31.9581 | 0 | 0 | 31.8878 | 0 | 0 | 31.5666 | 0 | 0 | 31.5494 | 0 | 0 | 32.0194 | 0 | 0
847 | 30.8252 | 31.7519 | 31.5901 | 31.6739 | 32.4247 | 30.9408 | 32.0956 | 31.7097 | 31.8667 | 31.0851 | 31.2885 | 0 | 0 | 31.6798 | 0 | 0 | 31.6893 | 0 | 0 | 31.6531 | 0 | 0 | 31.5344 | 0 | 0 | 31.7409 | 0 | 0 | 31.6265 | 0 | 0 | 31.682 | 0 | 0 | 31.5964 | 0 | 0 | 32.4247 | 0 | 0
848 | 32.2915 | 31.1492 | 32.1275 | 32.8257 | 32.839 | 31.9166 | 29.7512 | 31.1035 | 30.0486 | 31.5489 | 31.7203 | 0 | 0 | 32.5271 | 0 | 0 | 30.613 | 1 | 0 | 32.2466 | 0 | 0 | 32.1916 | 0 | 0 | 31.6732 | 0 | 0 | 31.7505 | 0 | 0 | 31.4789 | 0 | 0 | 31.5601 | 0 | 0 | 32.839 | 0 | 1
849 | 31.4472 | 31.7279 | 31.4462 | 31.9202 | 30.4568 | 32.1465 | 31.8522 | 31.5911 | 31.8156 | 31.3724 | 31.5876 | 0 | 0 | 31.5078 | 0 | 0 | 31.6578 | 0 | 0 | 31.3997 | 0 | 0 | 31.5241 | 0 | 0 | 31.5916 | 0 | 0 | 31.5735 | 0 | 0 | 31.5921 | 0 | 0 | 31.5776 | 0 | 0 | 30.4568 | 1 | 0
850 | 31.0296 | 30.9892 | 31.6744 | 31.4815 | 31.7718 | 32.2928 | 30.294 | 31.624 | 31.6082 | 32.0044 | 31.0094 | 0 | 0 | 31.8487 | 0 | 0 | 31.3826 | 0 | 0 | 31.3893 | 0 | 0 | 31.5399 | 0 | 0 | 31.4468 | 0 | 0 | 31.3947 | 0 | 0 | 31.5267 | 0 | 0 | 31.477 | 0 | 0 | 31.7718 | 0 | 0
851 | 31.9697 | 31.1819 | 31.4223 | 31.3672 | 31.5598 | 31.5153 | 31.315 | 31.5396 | 31.7793 | 31.823 | 31.5758 | 0 | 0 | 31.4807 | 0 | 0 | 31.6142 | 0 | 0 | 31.5002 | 0 | 0 | 31.5027 | 0 | 0 | 31.4144 | 0 | 0 | 31.4838 | 0 | 0 | 31.5004 | 0 | 0 | 31.5473 | 0 | 0 | 31.5598 | 0 | 0
852 | 30.4875 | 31.2978 | 31.2228 | 31.8514 | 33.1652 | 32.4002 | 31.688 | 30.9441 | 31.3996 | 32.073 | 30.8926 | 0 | 0 | 32.4723 | 0 | 0 | 31.5262 | 0 | 0 | 31.6049 | 0 | 0 | 31.7375 | 0 | 0 | 31.7956 | 0 | 0 | 31.6321 | 0 | 0 | 31.7825 | 0 | 0 | 31.653 | 0 | 0 | 33.1652 | 0 | 1
853 | 32.5482 | 31.1837 | 30.4985 | 31.3268 | 31.5624 | 31.83 | 31.9989 | 31.7814 | 31.814 | 30.2444 | 31.866 | 0 | 0 | 31.573 | 0 | 0 | 31.4596 | 0 | 0 | 31.4239 | 0 | 0 | 31.4916 | 0 | 0 | 31.4545 | 0 | 0 | 31.5912 | 0 | 0 | 31.36 | 0 | 0 | 31.4788 | 0 | 0 | 31.5624 | 0 | 0
854 | 32.9037 | 31.5028 | 32.1483 | 31.8963 | 30.5968 | 31.3272 | 31.1717 | 31.8964 | 30.833 | 31.2916 | 32.2033 | 0 | 0 | 31.2734 | 0 | 0 | 31.2982 | 0 | 0 | 31.8096 | 0 | 0 | 31.7292 | 0 | 0 | 31.5056 | 0 | 0 | 31.6804 | 0 | 0 | 31.4071 | 0 | 0 | 31.5568 | 0 | 0 | 30.5968 | 1 | 0
855 | 30.325 | 32.3058 | 31.6028 | 31.8027 | 31.1622 | 29.9145 | 32.292 | 31.5746 | 31.0652 | 31.2788 | 31.3154 | 0 | 0 | 30.9598 | 0 | 0 | 31.5526 | 0 | 0 | 31.4397 | 0 | 0 | 31.1855 | 0 | 0 | 31.5221 | 0 | 0 | 31.3724 | 0 | 0 | 31.4443 | 0 | 0 | 31.3323 | 0 | 0 | 31.1622 | 0 | 0
856 | 32.1147 | 32.1129 | 31.7113 | 32.3304 | 31.4815 | 32.2735 | 32.5459 | 32.0655 | 31.4282 | 30.9478 | 32.1138 | 0 | 0 | 32.0285 | 0 | 0 | 31.7468 | 0 | 0 | 31.9502 | 0 | 0 | 32.004 | 0 | 0 | 32.0744 | 0 | 0 | 32.0795 | 0 | 0 | 31.8774 | 0 | 0 | 31.9012 | 0 | 0 | 31.4815 | 0 | 0
857 | 31.2559 | 31.1956 | 31.1268 | 31.5254 | 31.031 | 32.7202 | 30.7477 | 31.504 | 31.5052 | 31.1506 | 31.2258 | 0 | 0 | 31.7589 | 0 | 0 | 31.2269 | 0 | 0 | 31.2269 | 0 | 0 | 31.4758 | 0 | 0 | 31.4073 | 0 | 0 | 31.3883 | 0 | 0 | 31.3896 | 0 | 0 | 31.3763 | 0 | 0 | 31.031 | 0 | 0
858 | 30.9062 | 32.0004 | 31.3439 | 31.7053 | 32.9519 | 32.5831 | 30.6918 | 32.7068 | 31.6189 | 31.2144 | 31.4533 | 0 | 0 | 32.4134 | 0 | 0 | 31.558 | 0 | 0 | 31.7816 | 0 | 0 | 31.9151 | 0 | 0 | 31.9976 | 0 | 0 | 31.8612 | 0 | 0 | 31.8685 | 0 | 0 | 31.7723 | 0 | 0 | 32.9519 | 0 | 1
859 | 31.7149 | 30.8489 | 32.3235 | 30.876 | 31.0786 | 31.952 | 30.7206 | 32.4548 | 32.7688 | 31.6643 | 31.2819 | 0 | 0 | 31.3022 | 0 | 0 | 31.9021 | 0 | 0 | 31.3683 | 0 | 0 | 31.4656 | 0 | 0 | 31.4649 | 0 | 0 | 31.4961 | 0 | 0 | 31.6319 | 0 | 0 | 31.6402 | 0 | 0 | 31.0786 | 0 | 0
860 | 31.5626 | 31.8432 | 31.1044 | 30.8676 | 31.4593 | 32.8709 | 32.3633 | 32.6595 | 31.1176 | 31.374 | 31.7029 | 0 | 0 | 31.7326 | 0 | 0 | 31.8786 | 0 | 0 | 31.3674 | 0 | 0 | 31.618 | 0 | 0 | 31.8812 | 0 | 0 | 31.8413 | 0 | 0 | 31.74 | 0 | 0 | 31.7222 | 0 | 0 | 31.4593 | 0 | 0
861 | 31.5415 | 31.3309 | 31.5425 | 32.9212 | 32.0584 | 31.6379 | 30.5932 | 31.6446 | 31.6221 | 31.4473 | 31.4362 | 0 | 0 | 32.2058 | 0 | 0 | 31.3268 | 0 | 0 | 31.8789 | 0 | 0 | 31.8387 | 0 | 0 | 31.6755 | 0 | 0 | 31.6588 | 0 | 0 | 31.6442 | 0 | 0 | 31.634 | 0 | 0 | 32.0584 | 0 | 0
862 | 30.6266 | 32.3437 | 31.5828 | 31.6043 | 32.2435 | 31.5629 | 31.6756 | 32.295 | 31.6947 | 30.9482 | 31.4852 | 0 | 0 | 31.8036 | 0 | 0 | 31.6534 | 0 | 0 | 31.6802 | 0 | 0 | 31.6607 | 0 | 0 | 31.9011 | 0 | 0 | 31.7418 | 0 | 0 | 31.7723 | 0 | 0 | 31.6577 | 0 | 0 | 32.2435 | 0 | 0
863 | 33.3436 | 30.4413 | 31.2906 | 31.0378 | 31.0725 | 32.2382 | 31.0715 | 31.8842 | 32.1924 | 32.1461 | 31.8924 | 0 | 0 | 31.4495 | 0 | 0 | 31.8236 | 0 | 0 | 31.4371 | 0 | 0 | 31.5706 | 0 | 0 | 31.2909 | 0 | 0 | 31.5475 | 0 | 0 | 31.4861 | 0 | 0 | 31.6718 | 0 | 0 | 31.0725 | 0 | 0
864 | 31.2887 | 31.3736 | 30.3086 | 31.3082 | 31.4436 | 33.0607 | 31.2704 | 31.3516 | 33.6017 | 32.3373 | 31.3312 | 0 | 0 | 31.9375 | 0 | 0 | 32.1403 | 0 | 0 | 31.1445 | 0 | 0 | 31.4639 | 0 | 0 | 31.4452 | 0 | 0 | 31.4257 | 0 | 0 | 31.784 | 0 | 0 | 31.7344 | 0 | 0 | 31.4436 | 0 | 0
865 | 31.2461 | 31.2209 | 29.9047 | 30.6716 | 30.231 | 31.7253 | 32.425 | 32.306 | 32.3032 | 32.672 | 31.2335 | 0 | 0 | 30.876 | 0 | 0 | 32.4265 | 0 | 0 | 30.6549 | 0 | 0 | 30.8333 | 0 | 0 | 31.2121 | 0 | 0 | 31.2163 | 0 | 0 | 31.4955 | 0 | 0 | 31.4706 | 0 | 0 | 30.231 | 1 | 0
866 | 31.3149 | 30.9637 | 31.7624 | 31.1291 | 30.2323 | 30.5295 | 32.6313 | 30.6656 | 31.2639 | 31.5474 | 31.1393 | 0 | 0 | 30.6303 | 1 | 0 | 31.527 | 0 | 0 | 31.0805 | 0 | 0 | 30.9886 | 0 | 0 | 31.1306 | 0 | 0 | 31.1536 | 0 | 0 | 31.1917 | 0 | 0 | 31.204 | 0 | 0 | 30.2323 | 1 | 0
867 | 32.0321 | 32.3177 | 32.6159 | 31.6805 | 30.7925 | 30.326 | 32.5486 | 30.4021 | 30.548 | 32.399 | 32.1749 | 0 | 0 | 30.933 | 0 | 0 | 31.4744 | 0 | 0 | 31.8877 | 0 | 0 | 31.6274 | 0 | 0 | 31.5262 | 0 | 0 | 31.5894 | 0 | 0 | 31.5145 | 0 | 0 | 31.5662 | 0 | 0 | 30.7925 | 0 | 0
868 | 31.5936 | 31.7715 | 31.5123 | 31.4848 | 31.1203 | 31.7987 | 31.5019 | 31.9484 | 31.4622 | 31.0569 | 31.6825 | 0 | 0 | 31.4679 | 0 | 0 | 31.4923 | 0 | 0 | 31.4965 | 0 | 0 | 31.5468 | 0 | 0 | 31.5911 | 0 | 0 | 31.5914 | 0 | 0 | 31.5174 | 0 | 0 | 31.525 | 0 | 0 | 31.1203 | 0 | 0
869 | 31.6592 | 31.374 | 31.4845 | 31.4737 | 32.0083 | 30.4156 | 31.6859 | 31.2466 | 32.8019 | 31.1724 | 31.5166 | 0 | 0 | 31.2992 | 0 | 0 | 31.7267 | 0 | 0 | 31.5999 | 0 | 0 | 31.4025 | 0 | 0 | 31.3841 | 0 | 0 | 31.4185 | 0 | 0 | 31.5181 | 0 | 0 | 31.5322 | 0 | 0 | 32.0083 | 0 | 0
870 | 32.2748 | 31.1556 | 31.5626 | 32.3034 | 31.8401 | 30.0467 | 32.6707 | 31.1746 | 31.0183 | 31.478 | 31.7152 | 0 | 0 | 31.3967 | 0 | 0 | 31.5854 | 0 | 0 | 31.8273 | 0 | 0 | 31.5305 | 0 | 0 | 31.5362 | 0 | 0 | 31.6286 | 0 | 0 | 31.4722 | 0 | 0 | 31.5525 | 0 | 0 | 31.8401 | 0 | 0
871 | 31.9692 | 30.4551 | 31.8648 | 30.5395 | 32.9557 | 30.7536 | 30.8063 | 30.7252 | 32.1185 | 30.9937 | 31.2122 | 0 | 0 | 31.4163 | 0 | 0 | 31.1609 | 0 | 0 | 31.5569 | 0 | 0 | 31.423 | 0 | 0 | 31.1572 | 0 | 0 | 31.2587 | 0 | 0 | 31.2458 | 0 | 0 | 31.3182 | 0 | 0 | 32.9557 | 0 | 1
872 | 30.5618 | 30.0331 | 31.0867 | 31.841 | 31.4758 | 32.2073 | 30.9378 | 31.2949 | 31.296 | 30.3895 | 30.2974 | 1 | 0 | 31.8414 | 0 | 0 | 30.9795 | 0 | 0 | 30.9997 | 0 | 0 | 31.201 | 0 | 0 | 31.2681 | 0 | 0 | 31.1798 | 0 | 0 | 31.1736 | 0 | 0 | 31.1124 | 0 | 0 | 31.4758 | 0 | 0
873 | 31.2283 | 30.662 | 30.7964 | 31.5289 | 32.1935 | 29.8038 | 31.2081 | 31.9767 | 31.7353 | 32.283 | 30.9452 | 0 | 0 | 31.1754 | 0 | 0 | 31.8008 | 0 | 0 | 31.2818 | 0 | 0 | 31.0355 | 0 | 0 | 31.1671 | 0 | 0 | 31.1747 | 0 | 0 | 31.3542 | 0 | 0 | 31.3416 | 0 | 0 | 32.1935 | 0 | 0
874 | 31.7036 | 30.7509 | 30.9859 | 31.4961 | 31.6983 | 31.4969 | 32.5076 | 31.5686 | 30.547 | 30.6871 | 31.2273 | 0 | 0 | 31.5638 | 0 | 0 | 31.3276 | 0 | 0 | 31.327 | 0 | 0 | 31.3553 | 0 | 0 | 31.5006 | 0 | 0 | 31.526 | 0 | 0 | 31.3043 | 0 | 0 | 31.3442 | 0 | 0 | 31.6983 | 0 | 0
875 | 30.4613 | 32.447 | 30.791 | 31.5216 | 31.3429 | 30.3729 | 30.4776 | 30.3307 | 29.9327 | 31.7148 | 31.4541 | 0 | 0 | 31.0791 | 0 | 0 | 30.614 | 1 | 0 | 31.3128 | 0 | 0 | 31.1561 | 0 | 0 | 31.0405 | 0 | 0 | 30.9681 | 0 | 0 | 30.9924 | 0 | 0 | 30.9393 | 0 | 0 | 31.3429 | 0 | 0
876 | 32.4622 | 31.7134 | 31.4426 | 30.6598 | 31.0719 | 31.8237 | 31.61 | 32.0995 | 31.6409 | 32.5403 | 32.0878 | 0 | 0 | 31.1851 | 0 | 0 | 31.9727 | 0 | 0 | 31.47 | 0 | 0 | 31.5289 | 0 | 0 | 31.4887 | 0 | 0 | 31.6104 | 0 | 0 | 31.6224 | 0 | 0 | 31.7064 | 0 | 0 | 31.0719 | 0 | 0
877 | 32.2776 | 31.9023 | 31.6195 | 31.4438 | 31.9149 | 31.6445 | 32.2785 | 31.4997 | 32.0419 | 31.1539 | 32.0899 | 0 | 0 | 31.6677 | 0 | 0 | 31.7435 | 0 | 0 | 31.8316 | 0 | 0 | 31.8004 | 0 | 0 | 31.7576 | 0 | 0 | 31.8226 | 0 | 0 | 31.7221 | 0 | 0 | 31.7777 | 0 | 0 | 31.9149 | 0 | 0
878 | 31.8033 | 31.5592 | 32.3531 | 30.8961 | 30.8846 | 33.1827 | 32.2572 | 31.8579 | 31.684 | 31.967 | 31.6812 | 0 | 0 | 31.6545 | 0 | 0 | 31.9415 | 0 | 0 | 31.4993 | 0 | 0 | 31.7798 | 0 | 0 | 31.8558 | 0 | 0 | 31.8493 | 0 | 0 | 31.8491 | 0 | 0 | 31.8445 | 0 | 0 | 30.8846 | 0 | 0
879 | 30.5276 | 31.6468 | 31.8257 | 31.967 | 31.3045 | 31.225 | 31.5129 | 32.3111 | 31.653 | 31.9964 | 31.0872 | 0 | 0 | 31.4988 | 0 | 0 | 31.8684 | 0 | 0 | 31.4543 | 0 | 0 | 31.4161 | 0 | 0 | 31.6847 | 0 | 0 | 31.5401 | 0 | 0 | 31.7158 | 0 | 0 | 31.597 | 0 | 0 | 31.3045 | 0 | 0
880 | 32.8666 | 31.229 | 33.4387 | 30.2232 | 31.7033 | 32.777 | 31.757 | 31.5209 | 31.2207 | 32.4554 | 32.0478 | 0 | 0 | 31.5678 | 0 | 0 | 31.7385 | 0 | 0 | 31.8922 | 0 | 0 | 32.0396 | 0 | 0 | 31.807 | 0 | 0 | 31.9395 | 0 | 0 | 31.8139 | 0 | 0 | 31.9192 | 0 | 0 | 31.7033 | 0 | 0
881 | 32.3502 | 31.9574 | 31.156 | 31.8588 | 32.3413 | 31.2567 | 32.1901 | 31.0884 | 31.8445 | 31.1552 | 32.1538 | 0 | 0 | 31.8189 | 0 | 0 | 31.5696 | 0 | 0 | 31.9327 | 0 | 0 | 31.8201 | 0 | 0 | 31.6927 | 0 | 0 | 31.7749 | 0 | 0 | 31.6498 | 0 | 0 | 31.7199 | 0 | 0 | 32.3413 | 0 | 0
882 | 31.6299 | 31.1723 | 32.1729 | 31.728 | 32.108 | 32.3243 | 33.0086 | 30.0475 | 31.7654 | 32.3655 | 31.4011 | 0 | 0 | 32.0535 | 0 | 0 | 31.7967 | 0 | 0 | 31.7623 | 0 | 0 | 31.8559 | 0 | 0 | 31.7945 | 0 | 0 | 31.774 | 0 | 0 | 31.8547 | 0 | 0 | 31.8323 | 0 | 0 | 32.108 | 0 | 0
883 | 31.5692 | 31.6108 | 32.1134 | 31.0037 | 31.6218 | 32.7231 | 30.3244 | 30.9421 | 30.7121 | 31.3786 | 31.59 | 0 | 0 | 31.7828 | 0 | 0 | 30.8393 | 0 | 0 | 31.5838 | 0 | 0 | 31.7737 | 0 | 0 | 31.477 | 0 | 0 | 31.4886 | 0 | 0 | 31.3811 | 0 | 0 | 31.3999 | 0 | 0 | 31.6218 | 0 | 0
884 | 31.7894 | 31.602 | 31.521 | 32.9121 | 31.8052 | 32.1359 | 31.2066 | 32.5894 | 30.6107 | 31.4847 | 31.6957 | 0 | 0 | 32.2844 | 0 | 0 | 31.4729 | 0 | 0 | 31.9259 | 0 | 0 | 31.9609 | 0 | 0 | 31.9674 | 0 | 0 | 31.9452 | 0 | 0 | 31.7631 | 0 | 0 | 31.7657 | 0 | 0 | 31.8052 | 0 | 0
885 | 31.9918 | 32.6596 | 31.4628 | 30.202 | 30.7612 | 30.7137 | 31.1278 | 32.1914 | 32.3762 | 31.4123 | 32.3257 | 0 | 0 | 30.5589 | 1 | 0 | 31.7769 | 0 | 0 | 31.4154 | 0 | 0 | 31.2985 | 0 | 0 | 31.3026 | 0 | 0 | 31.3888 | 0 | 0 | 31.4341 | 0 | 0 | 31.4899 | 0 | 0 | 30.7612 | 0 | 0
886 | 32.2539 | 31.8299 | 32.4096 | 32.2511 | 30.7612 | 32.0765 | 32.353 | 33.0174 | 32.4076 | 30.8384 | 32.0419 | 0 | 0 | 31.6962 | 0 | 0 | 32.1541 | 0 | 0 | 31.9011 | 0 | 0 | 31.9304 | 0 | 0 | 32.0998 | 0 | 0 | 32.1191 | 0 | 0 | 31.9939 | 0 | 0 | 32.0199 | 0 | 0 | 30.7612 | 0 | 0
887 | 31.7087 | 31.1706 | 31.3634 | 32.195 | 30.8834 | 29.6922 | 32.2812 | 32.3888 | 31.6198 | 32.7627 | 31.4396 | 0 | 0 | 30.9235 | 0 | 0 | 32.2631 | 0 | 0 | 31.4642 | 0 | 0 | 31.1689 | 0 | 0 | 31.4249 | 0 | 0 | 31.4604 | 0 | 0 | 31.5952 | 0 | 0 | 31.6066 | 0 | 0 | 30.8834 | 0 | 0
888 | 29.8591 | 32.3175 | 31.8006 | 31.9598 | 31.9454 | 33.013 | 32.2494 | 30.8958 | 30.0944 | 32.0832 | 31.0883 | 0 | 0 | 32.3061 | 0 | 0 | 31.3307 | 0 | 0 | 31.5765 | 0 | 0 | 31.8159 | 0 | 0 | 32.0259 | 0 | 0 | 31.7551 | 0 | 0 | 31.8177 | 0 | 0 | 31.6218 | 0 | 0 | 31.9454 | 0 | 0
889 | 32.1361 | 31.3205 | 31.3529 | 31.9473 | 31.0952 | 32.0292 | 31.7933 | 30.7144 | 31.498 | 30.5948 | 31.7283 | 0 | 0 | 31.6906 | 0 | 0 | 31.1501 | 0 | 0 | 31.5704 | 0 | 0 | 31.6469 | 0 | 0 | 31.4647 | 0 | 0 | 31.5486 | 0 | 0 | 31.3717 | 0 | 0 | 31.4482 | 0 | 0 | 31.0952 | 0 | 0
890 | 31.9118 | 31.5581 | 30.8988 | 31.2048 | 32.4133 | 31.9317 | 30.7287 | 32.608 | 32.3009 | 30.8762 | 31.7349 | 0 | 0 | 31.85 | 0 | 0 | 31.6284 | 0 | 0 | 31.5974 | 0 | 0 | 31.6531 | 0 | 0 | 31.6205 | 0 | 0 | 31.6569 | 0 | 0 | 31.6134 | 0 | 0 | 31.6432 | 0 | 0 | 32.4133 | 0 | 0
891 | 31.5933 | 31.367 | 31.7989 | 31.417 | 31.3008 | 32.0605 | 31.5559 | 30.7856 | 31.8454 | 31.1359 | 31.4801 | 0 | 0 | 31.5927 | 0 | 0 | 31.3307 | 0 | 0 | 31.4954 | 0 | 0 | 31.5896 | 0 | 0 | 31.4694 | 0 | 0 | 31.4849 | 0 | 0 | 31.4741 | 0 | 0 | 31.486 | 0 | 0 | 31.3008 | 0 | 0
892 | 31.66 | 32.4078 | 31.4485 | 31.7756 | 30.7008 | 31.5168 | 32.8627 | 31.5924 | 31.0635 | 31.6636 | 32.0339 | 0 | 0 | 31.331 | 0 | 0 | 31.7956 | 0 | 0 | 31.5985 | 0 | 0 | 31.5849 | 0 | 0 | 31.7578 | 0 | 0 | 31.7456 | 0 | 0 | 31.6702 | 0 | 0 | 31.6692 | 0 | 0 | 30.7008 | 0 | 0
893 | 31.2384 | 31.4901 | 32.0355 | 31.5159 | 32.136 | 32.5809 | 30.8002 | 32.0128 | 31.9426 | 31.5232 | 31.3642 | 0 | 0 | 32.0776 | 0 | 0 | 31.5697 | 0 | 0 | 31.6832 | 0 | 0 | 31.8328 | 0 | 0 | 31.7959 | 0 | 0 | 31.7262 | 0 | 0 | 31.7819 | 0 | 0 | 31.7276 | 0 | 0 | 32.136 | 0 | 0
894 | 32.5375 | 31.5017 | 30.9774 | 31.8281 | 32.8716 | 31.2792 | 31.5336 | 31.6048 | 31.6619 | 31.4755 | 32.0196 | 0 | 0 | 31.993 | 0 | 0 | 31.569 | 0 | 0 | 31.9433 | 0 | 0 | 31.8326 | 0 | 0 | 31.6566 | 0 | 0 | 31.7667 | 0 | 0 | 31.6371 | 0 | 0 | 31.7271 | 0 | 0 | 32.8716 | 0 | 1
895 | 32.6491 | 32.7694 | 32.2615 | 30.4123 | 32.8943 | 30.8611 | 31.6316 | 32.8225 | 30.9548 | 30.8775 | 32.7092 | 0 | 1 | 31.3892 | 0 | 0 | 31.5716 | 0 | 0 | 32.1973 | 0 | 0 | 31.9746 | 0 | 0 | 31.9504 | 0 | 0 | 32.0377 | 0 | 0 | 31.7206 | 0 | 0 | 31.8134 | 0 | 0 | 32.8943 | 0 | 1
896 | 30.3083 | 31.2299 | 32.5418 | 31.2805 | 32.2736 | 32.9668 | 31.6109 | 31.5834 | 31.7667 | 31.3442 | 30.7691 | 0 | 0 | 32.1736 | 0 | 0 | 31.5763 | 0 | 0 | 31.5268 | 0 | 0 | 31.7668 | 0 | 0 | 31.9267 | 0 | 0 | 31.7244 | 0 | 0 | 31.8442 | 0 | 0 | 31.6906 | 0 | 0 | 32.2736 | 0 | 0
897 | 31.2447 | 32.3307 | 32.2608 | 31.3036 | 32.5708 | 31.7202 | 32.5301 | 31.8188 | 31.3982 | 32.0039 | 31.7877 | 0 | 0 | 31.8649 | 0 | 0 | 31.9378 | 0 | 0 | 31.9421 | 0 | 0 | 31.9051 | 0 | 0 | 32.0764 | 0 | 0 | 31.9725 | 0 | 0 | 31.993 | 0 | 0 | 31.9182 | 0 | 0 | 32.5708 | 0 | 1
898 | 31.7704 | 32.6087 | 32.2795 | 32.2425 | 31.7314 | 32.561 | 31.6472 | 30.8721 | 31.7183 | 30.6419 | 32.1896 | 0 | 0 | 32.1783 | 0 | 0 | 31.2199 | 0 | 0 | 32.1265 | 0 | 0 | 32.1989 | 0 | 0 | 31.9918 | 0 | 0 | 31.9641 | 0 | 0 | 31.8114 | 0 | 0 | 31.8073 | 0 | 0 | 31.7314 | 0 | 0
899 | 31.3334 | 31.7039 | 30.852 | 33.5091 | 31.1663 | 32.4913 | 30.8585 | 31.1592 | 31.83 | 30.7934 | 31.5187 | 0 | 0 | 32.3889 | 0 | 0 | 31.1603 | 0 | 0 | 31.713 | 0 | 0 | 31.8427 | 0 | 0 | 31.6772 | 0 | 0 | 31.6342 | 0 | 0 | 31.596 | 0 | 0 | 31.5697 | 0 | 0 | 31.1663 | 0 | 0
900 | 30.8553 | 31.8848 | 31.429 | 31.1189 | 33.0902 | 30.6163 | 31.7511 | 32.1017 | 31.9516 | 31.7594 | 31.37 | 0 | 0 | 31.6085 | 0 | 0 | 31.8909 | 0 | 0 | 31.6756 | 0 | 0 | 31.4991 | 0 | 0 | 31.7131 | 0 | 0 | 31.6059 | 0 | 0 | 31.7448 | 0 | 0 | 31.6558 | 0 | 0 | 33.0902 | 0 | 1
901 | 31.3774 | 31.616 | 32.6023 | 32.4255 | 32.0596 | 32.078 | 31.0632 | 31.6854 | 30.6173 | 31.8951 | 31.4967 | 0 | 0 | 32.1877 | 0 | 0 | 31.3153 | 0 | 0 | 32.0161 | 0 | 0 | 32.0265 | 0 | 0 | 31.9329 | 0 | 0 | 31.8634 | 0 | 0 | 31.7825 | 0 | 0 | 31.742 | 0 | 0 | 32.0596 | 0 | 0
902 | 31.0854 | 32.2429 | 31.7511 | 30.9246 | 31.0911 | 31.8818 | 32.0534 | 31.7856 | 30.8635 | 31.9413 | 31.6642 | 0 | 0 | 31.2992 | 0 | 0 | 31.661 | 0 | 0 | 31.419 | 0 | 0 | 31.4962 | 0 | 0 | 31.6758 | 0 | 0 | 31.602 | 0 | 0 | 31.615 | 0 | 0 | 31.5621 | 0 | 0 | 31.0911 | 0 | 0
903 | 32.5167 | 30.3265 | 30.7782 | 32.6786 | 31.7132 | 32.0737 | 31.3637 | 31.4229 | 31.9069 | 30.9997 | 31.4216 | 0 | 0 | 32.1552 | 0 | 0 | 31.4233 | 0 | 0 | 31.6026 | 0 | 0 | 31.6811 | 0 | 0 | 31.4795 | 0 | 0 | 31.6092 | 0 | 0 | 31.4737 | 0 | 0 | 31.578 | 0 | 0 | 31.7132 | 0 | 0
904 | 31.0143 | 31.8403 | 31.4885 | 32.0004 | 31.1052 | 30.5695 | 31.4625 | 32.9908 | 32.3557 | 32.4986 | 31.4273 | 0 | 0 | 31.225 | 0 | 0 | 32.3269 | 0 | 0 | 31.4897 | 0 | 0 | 31.3364 | 0 | 0 | 31.6368 | 0 | 0 | 31.5589 | 0 | 0 | 31.8124 | 0 | 0 | 31.7326 | 0 | 0 | 31.1052 | 0 | 0
905 | 32.3063 | 30.9753 | 31.6361 | 31.6557 | 32.389 | 31.7815 | 31.618 | 30.6191 | 32.8902 | 30.7898 | 31.6408 | 0 | 0 | 31.9421 | 0 | 0 | 31.4793 | 0 | 0 | 31.7925 | 0 | 0 | 31.7906 | 0 | 0 | 31.5249 | 0 | 0 | 31.6226 | 0 | 0 | 31.595 | 0 | 0 | 31.6661 | 0 | 0 | 32.389 | 0 | 0
906 | 33.1052 | 31.2684 | 30.0155 | 32.6205 | 31.3123 | 30.9342 | 30.8213 | 30.9758 | 31.8978 | 30.8949 | 32.1868 | 0 | 0 | 31.6223 | 0 | 0 | 31.1475 | 0 | 0 | 31.6644 | 0 | 0 | 31.5427 | 0 | 0 | 31.1354 | 0 | 0 | 31.3816 | 0 | 0 | 31.1934 | 0 | 0 | 31.3846 | 0 | 0 | 31.3123 | 0 | 0
907 | 30.8301 | 30.5207 | 30.8263 | 32.2039 | 30.8208 | 32.0632 | 31.2962 | 31.8015 | 32.5948 | 31.7304 | 30.6754 | 0 | 0 | 31.696 | 0 | 0 | 31.8557 | 0 | 0 | 31.0404 | 0 | 0 | 31.2108 | 0 | 0 | 31.3618 | 0 | 0 | 31.2953 | 0 | 0 | 31.5398 | 0 | 0 | 31.4688 | 0 | 0 | 30.8208 | 0 | 0
908 | 32.3052 | 31.0973 | 31.5118 | 32.3757 | 31.1295 | 31.4407 | 32.1729 | 31.9132 | 31.9701 | 32.8393 | 31.7013 | 0 | 0 | 31.6486 | 0 | 0 | 32.2239 | 0 | 0 | 31.6839 | 0 | 0 | 31.6434 | 0 | 0 | 31.663 | 0 | 0 | 31.7433 | 0 | 0 | 31.8278 | 0 | 0 | 31.8756 | 0 | 0 | 31.1295 | 0 | 0
909 | 30.4518 | 32.373 | 32.0657 | 30.635 | 30.7718 | 31.2071 | 32.0954 | 32.3664 | 31.9419 | 30.828 | 31.4124 | 0 | 0 | 30.8713 | 0 | 0 | 31.8079 | 0 | 0 | 31.2595 | 0 | 0 | 31.2507 | 0 | 0 | 31.6449 | 0 | 0 | 31.4958 | 0 | 0 | 31.5871 | 0 | 0 | 31.4736 | 0 | 0 | 30.7718 | 0 | 0
910 | 32.2479 | 31.5482 | 30.9215 | 31.474 | 29.518 | 32.3356 | 31.2005 | 31.8507 | 31.1103 | 31.4993 | 31.8981 | 0 | 0 | 31.1092 | 0 | 0 | 31.4152 | 0 | 0 | 31.1419 | 0 | 0 | 31.3409 | 0 | 0 | 31.2641 | 0 | 0 | 31.3871 | 0 | 0 | 31.2731 | 0 | 0 | 31.3706 | 0 | 0 | 29.518 | 1 | 0
911 | 30.9317 | 32.398 | 32.0997 | 31.8447 | 33.6293 | 30.71 | 31.8456 | 30.5296 | 31.1034 | 31.115 | 31.6649 | 0 | 0 | 32.0613 | 0 | 0 | 31.1484 | 0 | 0 | 32.1807 | 0 | 0 | 31.9356 | 0 | 0 | 31.8653 | 0 | 0 | 31.7486 | 0 | 0 | 31.6972 | 0 | 0 | 31.6207 | 0 | 0 | 33.6293 | 0 | 1
912 | 31.6203 | 32.455 | 30.9247 | 31.8444 | 32.4022 | 31.2568 | 31.5299 | 31.4734 | 31.5887 | 31.0994 | 32.0377 | 0 | 0 | 31.8345 | 0 | 0 | 31.4229 | 0 | 0 | 31.8493 | 0 | 0 | 31.7506 | 0 | 0 | 31.6981 | 0 | 0 | 31.6883 | 0 | 0 | 31.6194 | 0 | 0 | 31.6195 | 0 | 0 | 32.4022 | 0 | 0
913 | 31.4399 | 32.2858 | 30.4149 | 31.3844 | 30.7097 | 31.5126 | 33.2619 | 31.2181 | 32.066 | 30.8029 | 31.8629 | 0 | 0 | 31.2022 | 0 | 0 | 31.8372 | 0 | 0 | 31.2469 | 0 | 0 | 31.2912 | 0 | 0 | 31.541 | 0 | 0 | 31.5284 | 0 | 0 | 31.5174 | 0 | 0 | 31.5096 | 0 | 0 | 30.7097 | 0 | 0
914 | 30.5857 | 32.3727 | 31.7968 | 32.4234 | 31.424 | 31.5286 | 31.2105 | 31.9888 | 30.5435 | 32.3995 | 31.4792 | 0 | 0 | 31.792 | 0 | 0 | 31.5356 | 0 | 0 | 31.7205 | 0 | 0 | 31.6885 | 0 | 0 | 31.8207 | 0 | 0 | 31.6663 | 0 | 0 | 31.7431 | 0 | 0 | 31.6274 | 0 | 0 | 31.424 | 0 | 0
915 | 32.3525 | 31.1455 | 31.4964 | 31.5634 | 32.9633 | 32.1397 | 31.9997 | 31.5909 | 31.488 | 32.461 | 31.749 | 0 | 0 | 32.2221 | 0 | 0 | 31.8849 | 0 | 0 | 31.9042 | 0 | 0 | 31.9435 | 0 | 0 | 31.8427 | 0 | 0 | 31.9064 | 0 | 0 | 31.872 | 0 | 0 | 31.92 | 0 | 0 | 32.9633 | 0 | 1
916 | 32.3324 | 32.5073 | 31.1353 | 31.3793 | 30.9895 | 32.9621 | 31.912 | 33.5168 | 32.5726 | 31.6175 | 32.4199 | 0 | 0 | 31.777 | 0 | 0 | 32.4047 | 0 | 0 | 31.6688 | 0 | 0 | 31.8843 | 0 | 0 | 32.0575 | 0 | 0 | 32.0918 | 0 | 0 | 32.0658 | 0 | 0 | 32.0925 | 0 | 0 | 30.9895 | 0 | 0
917 | 31.8458 | 31.9121 | 31.8512 | 31.058 | 31.2216 | 30.9216 | 32.3122 | 31.9152 | 31.2605 | 31.9677 | 31.879 | 0 | 0 | 31.0671 | 0 | 0 | 31.8639 | 0 | 0 | 31.5777 | 0 | 0 | 31.4684 | 0 | 0 | 31.5989 | 0 | 0 | 31.6297 | 0 | 0 | 31.6022 | 0 | 0 | 31.6266 | 0 | 0 | 31.2216 | 0 | 0
918 | 31.4831 | 31.4563 | 32.3658 | 30.6867 | 30.7489 | 30.5096 | 31.9616 | 31.7596 | 32.3479 | 32.261 | 31.4697 | 0 | 0 | 30.6484 | 0 | 0 | 32.0825 | 0 | 0 | 31.3482 | 0 | 0 | 31.2084 | 0 | 0 | 31.3555 | 0 | 0 | 31.3714 | 0 | 0 | 31.5664 | 0 | 0 | 31.558 | 0 | 0 | 30.7489 | 0 | 0
919 | 30.5994 | 32.0761 | 30.9037 | 32.0405 | 31.365 | 32.6662 | 31.9876 | 32.5027 | 30.7079 | 31.0627 | 31.3377 | 0 | 0 | 32.0239 | 0 | 0 | 31.5652 | 0 | 0 | 31.3969 | 0 | 0 | 31.6085 | 0 | 0 | 31.9345 | 0 | 0 | 31.7676 | 0 | 0 | 31.7014 | 0 | 0 | 31.5912 | 0 | 0 | 31.365 | 0 | 0
920 | 31.9058 | 32.0043 | 31.8418 | 31.3093 | 30.7018 | 30.9204 | 32.4003 | 31.5063 | 30.5206 | 31.03 | 31.9551 | 0 | 0 | 30.9772 | 0 | 0 | 31.3643 | 0 | 0 | 31.5526 | 0 | 0 | 31.4472 | 0 | 0 | 31.5263 | 0 | 0 | 31.5737 | 0 | 0 | 31.3594 | 0 | 0 | 31.4141 | 0 | 0 | 30.7018 | 0 | 0
921 | 30.5675 | 31.2192 | 30.5959 | 31.902 | 32.5835 | 31.6451 | 30.3672 | 32.6099 | 31.8164 | 32.5212 | 30.8933 | 0 | 0 | 32.0436 | 0 | 0 | 31.8287 | 0 | 0 | 31.3736 | 0 | 0 | 31.4189 | 0 | 0 | 31.5604 | 0 | 0 | 31.4363 | 0 | 0 | 31.6956 | 0 | 0 | 31.5828 | 0 | 0 | 32.5835 | 0 | 1
922 | 31.014 | 31.1242 | 33.8734 | 32.0152 | 30.2392 | 31.0186 | 30.5321 | 32.4457 | 31.5968 | 31.2435 | 31.0691 | 0 | 0 | 31.091 | 0 | 0 | 31.4545 | 0 | 0 | 31.6532 | 0 | 0 | 31.5474 | 0 | 0 | 31.6069 | 0 | 0 | 31.5328 | 0 | 0 | 31.5654 | 0 | 0 | 31.5103 | 0 | 0 | 30.2392 | 1 | 0
923 | 31.1539 | 32.4996 | 30.5911 | 31.9079 | 31.6793 | 32.0772 | 30.9556 | 30.4337 | 31.7357 | 32.0091 | 31.8268 | 0 | 0 | 31.8881 | 0 | 0 | 31.2835 | 0 | 0 | 31.5664 | 0 | 0 | 31.6515 | 0 | 0 | 31.4492 | 0 | 0 | 31.4123 | 0 | 0 | 31.5433 | 0 | 0 | 31.5043 | 0 | 0 | 31.6793 | 0 | 0
924 | 30.539 | 31.3119 | 33.4702 | 30.2509 | 32.6464 | 31.0689 | 31.3076 | 32.0094 | 30.9238 | 30.7064 | 30.9254 | 0 | 0 | 31.3221 | 0 | 0 | 31.2368 | 0 | 0 | 31.6437 | 0 | 0 | 31.5479 | 0 | 0 | 31.7236 | 0 | 0 | 31.5755 | 0 | 0 | 31.5217 | 0 | 0 | 31.4234 | 0 | 0 | 32.6464 | 0 | 1
925 | 32.126 | 30.8083 | 31.9214 | 30.8041 | 31.005 | 31.39 | 32.0157 | 30.056 | 31.385 | 31.9448 | 31.4671 | 0 | 0 | 31.0663 | 0 | 0 | 31.3504 | 0 | 0 | 31.3329 | 0 | 0 | 31.3424 | 0 | 0 | 31.1429 | 0 | 0 | 31.2658 | 0 | 0 | 31.2589 | 0 | 0 | 31.3456 | 0 | 0 | 31.005 | 0 | 0
926 | 31.8231 | 31.5876 | 31.3447 | 32.572 | 31.6009 | 32.3161 | 32.3277 | 32.8962 | 31.067 | 30.459 | 31.7053 | 0 | 0 | 32.163 | 0 | 0 | 31.6875 | 0 | 0 | 31.7857 | 0 | 0 | 31.8741 | 0 | 0 | 32.0922 | 0 | 0 | 32.0585 | 0 | 0 | 31.7968 | 0 | 0 | 31.7994 | 0 | 0 | 31.6009 | 0 | 0
927 | 32.0477 | 32.7813 | 31.8737 | 31.0906 | 31.4069 | 31.1644 | 31.1557 | 32.1858 | 31.834 | 32.3277 | 32.4145 | 0 | 0 | 31.2206 | 0 | 0 | 31.8758 | 0 | 0 | 31.84 | 0 | 0 | 31.7274 | 0 | 0 | 31.6655 | 0 | 0 | 31.7133 | 0 | 0 | 31.7578 | 0 | 0 | 31.7868 | 0 | 0 | 31.4069 | 0 | 0
928 | 31.6576 | 32.3729 | 31.877 | 31.8337 | 32.3255 | 31.9854 | 31.0292 | 33.2779 | 30.9548 | 30.4389 | 32.0153 | 0 | 0 | 32.0482 | 0 | 0 | 31.4252 | 0 | 0 | 32.0134 | 0 | 0 | 32.0087 | 0 | 0 | 32.1002 | 0 | 0 | 32.0449 | 0 | 0 | 31.7884 | 0 | 0 | 31.7753 | 0 | 0 | 32.3255 | 0 | 0
929 | 30.9571 | 32.3417 | 32.1019 | 31.3851 | 30.6575 | 31.9196 | 30.655 | 32.4063 | 31.414 | 30.917 | 31.6494 | 0 | 0 | 31.3207 | 0 | 0 | 31.3481 | 0 | 0 | 31.4887 | 0 | 0 | 31.5605 | 0 | 0 | 31.6382 | 0 | 0 | 31.553 | 0 | 0 | 31.5331 | 0 | 0 | 31.4755 | 0 | 0 | 30.6575 | 0 | 0
930 | 31.1396 | 31.3699 | 32.0401 | 31.3158 | 31.0108 | 30.6247 | 33.1503 | 30.6247 | 31.5062 | 32.277 | 31.2547 | 0 | 0 | 30.9837 | 0 | 0 | 31.8895 | 0 | 0 | 31.3752 | 0 | 0 | 31.2501 | 0 | 0 | 31.448 | 0 | 0 | 31.4095 | 0 | 0 | 31.5466 | 0 | 0 | 31.5059 | 0 | 0 | 31.0108 | 0 | 0
931 | 31.3957 | 31.7828 | 31.5584 | 31.8294 | 31.5363 | 31.2525 | 32.9129 | 32.1389 | 30.9646 | 31.2436 | 31.5892 | 0 | 0 | 31.5394 | 0 | 0 | 31.815 | 0 | 0 | 31.6205 | 0 | 0 | 31.5592 | 0 | 0 | 31.8587 | 0 | 0 | 31.8008 | 0 | 0 | 31.691 | 0 | 0 | 31.6615 | 0 | 0 | 31.5363 | 0 | 0
932 | 29.5782 | 31.3461 | 31.6476 | 32.2257 | 31.2037 | 31.8911 | 31.91 | 31.1125 | 31.457 | 31.7265 | 30.4621 | 1 | 0 | 31.7735 | 0 | 0 | 31.5515 | 0 | 0 | 31.2002 | 0 | 0 | 31.3154 | 0 | 0 | 31.6195 | 0 | 0 | 31.3644 | 0 | 0 | 31.6134 | 0 | 0 | 31.4098 | 0 | 0 | 31.2037 | 0 | 0
933 | 32.7558 | 32.7745 | 30.7324 | 31.6279 | 31.9392 | 31.4781 | 31.6513 | 32.2371 | 30.6645 | 32.7062 | 32.7652 | 0 | 1 | 31.6817 | 0 | 0 | 31.8148 | 0 | 0 | 31.966 | 0 | 0 | 31.8846 | 0 | 0 | 31.7772 | 0 | 0 | 31.8995 | 0 | 0 | 31.7568 | 0 | 0 | 31.8567 | 0 | 0 | 31.9392 | 0 | 0
934 | 30.9648 | 32.7421 | 32.2128 | 31.969 | 31.7384 | 31.2786 | 32.0798 | 31.0991 | 30.8727 | 31.1791 | 31.8534 | 0 | 0 | 31.662 | 0 | 0 | 31.3077 | 0 | 0 | 31.9254 | 0 | 0 | 31.8176 | 0 | 0 | 31.8742 | 0 | 0 | 31.7606 | 0 | 0 | 31.6857 | 0 | 0 | 31.6136 | 0 | 0 | 31.7384 | 0 | 0
935 | 31.5829 | 31.8002 | 32.5124 | 32.7015 | 32.8462 | 30.4255 | 31.6911 | 31.7419 | 31.7318 | 29.957 | 31.6916 | 0 | 0 | 31.9911 | 0 | 0 | 31.2805 | 0 | 0 | 32.2886 | 0 | 0 | 31.9781 | 0 | 0 | 31.9598 | 0 | 0 | 31.9127 | 0 | 0 | 31.712 | 0 | 0 | 31.6991 | 0 | 0 | 32.8462 | 0 | 1
936 | 30.9782 | 31.3864 | 32.038 | 31.5636 | 30.6086 | 30.656 | 31.7213 | 32.7157 | 32.2757 | 31.5122 | 31.1823 | 0 | 0 | 30.9427 | 0 | 0 | 32.0562 | 0 | 0 | 31.315 | 0 | 0 | 31.2051 | 0 | 0 | 31.5271 | 0 | 0 | 31.4585 | 0 | 0 | 31.6086 | 0 | 0 | 31.5456 | 0 | 0 | 30.6086 | 1 | 0
937 | 31.8128 | 30.7274 | 31.5002 | 30.1545 | 30.8423 | 30.6965 | 30.5998 | 33.2235 | 32.2078 | 32.168 | 31.2701 | 0 | 0 | 30.5644 | 1 | 0 | 32.0498 | 0 | 0 | 31.0075 | 0 | 0 | 30.9556 | 0 | 0 | 31.1063 | 0 | 0 | 31.1946 | 0 | 0 | 31.3467 | 0 | 0 | 31.3933 | 0 | 0 | 30.8423 | 0 | 0
938 | 31.5036 | 30.8115 | 31.0334 | 30.6681 | 32.6765 | 30.575 | 32.3616 | 32.0992 | 31.4551 | 31.7549 | 31.1576 | 0 | 0 | 31.3065 | 0 | 0 | 31.9177 | 0 | 0 | 31.3386 | 0 | 0 | 31.2114 | 0 | 0 | 31.4608 | 0 | 0 | 31.4661 | 0 | 0 | 31.4928 | 0 | 0 | 31.4939 | 0 | 0 | 32.6765 | 0 | 1
939 | 31.8252 | 30.9734 | 31.4314 | 31.7701 | 32.1367 | 31.8643 | 31.3572 | 32.4981 | 31.3974 | 31.4894 | 31.3993 | 0 | 0 | 31.9237 | 0 | 0 | 31.6855 | 0 | 0 | 31.6274 | 0 | 0 | 31.6669 | 0 | 0 | 31.7188 | 0 | 0 | 31.7321 | 0 | 0 | 31.6576 | 0 | 0 | 31.6743 | 0 | 0 | 32.1367 | 0 | 0
940 | 30.6076 | 30.3554 | 32.459 | 32.2417 | 31.0749 | 32.9967 | 31.1688 | 30.9747 | 30.7234 | 31.5156 | 30.4815 | 1 | 0 | 32.1044 | 0 | 0 | 31.0956 | 0 | 0 | 31.3477 | 0 | 0 | 31.6225 | 0 | 0 | 31.6102 | 0 | 0 | 31.4849 | 0 | 0 | 31.5011 | 0 | 0 | 31.4118 | 0 | 0 | 31.0749 | 0 | 0
941 | 31.593 | 30.813 | 30.2511 | 31.1429 | 32.4293 | 32.049 | 32.3037 | 30.7489 | 31.4296 | 30.7475 | 31.203 | 0 | 0 | 31.8737 | 0 | 0 | 31.3074 | 0 | 0 | 31.2458 | 0 | 0 | 31.3797 | 0 | 0 | 31.3911 | 0 | 0 | 31.4164 | 0 | 0 | 31.3239 | 0 | 0 | 31.3508 | 0 | 0 | 32.4293 | 0 | 0
942 | 31.6243 | 31.0111 | 30.4789 | 30.0906 | 33.2896 | 31.8197 | 31.7252 | 30.5478 | 31.1556 | 31.2829 | 31.3177 | 0 | 0 | 31.7333 | 0 | 0 | 31.1779 | 0 | 0 | 31.2989 | 0 | 0 | 31.3857 | 0 | 0 | 31.2804 | 0 | 0 | 31.3234 | 0 | 0 | 31.2668 | 0 | 0 | 31.3026 | 0 | 0 | 33.2896 | 0 | 1
943 | 30.9015 | 31.5785 | 31.3166 | 31.2282 | 32.2316 | 31.6439 | 31.9771 | 31.6196 | 32.293 | 32.003 | 31.24 | 0 | 0 | 31.7012 | 0 | 0 | 31.9732 | 0 | 0 | 31.4513 | 0 | 0 | 31.4834 | 0 | 0 | 31.6565 | 0 | 0 | 31.5621 | 0 | 0 | 31.7657 | 0 | 0 | 31.6793 | 0 | 0 | 32.2316 | 0 | 0
944 | 32.1052 | 31.8681 | 30.969 | 30.7717 | 32.9112 | 32.9374 | 31.6614 | 30.9141 | 32.291 | 31.44 | 31.9866 | 0 | 0 | 32.2068 | 0 | 0 | 31.5766 | 0 | 0 | 31.725 | 0 | 0 | 31.9271 | 0 | 0 | 31.719 | 0 | 0 | 31.7673 | 0 | 0 | 31.7515 | 0 | 0 | 31.7869 | 0 | 0 | 32.9112 | 0 | 1
945 | 31.802 | 31.7768 | 31.771 | 31.9631 | 31.6996 | 31.1939 | 29.8874 | 32.1989 | 31.8479 | 31.1977 | 31.7894 | 0 | 0 | 31.6189 | 0 | 0 | 31.283 | 0 | 0 | 31.8025 | 0 | 0 | 31.7011 | 0 | 0 | 31.4987 | 0 | 0 | 31.5366 | 0 | 0 | 31.504 | 0 | 0 | 31.5338 | 0 | 0 | 31.6996 | 0 | 0
946 | 31.2997 | 31.8529 | 29.5879 | 30.9087 | 31.3043 | 31.6524 | 31.0363 | 32.136 | 30.9645 | 30.9512 | 31.5763 | 0 | 0 | 31.2885 | 0 | 0 | 31.272 | 0 | 0 | 30.9907 | 0 | 0 | 31.101 | 0 | 0 | 31.2112 | 0 | 0 | 31.2223 | 0 | 0 | 31.1549 | 0 | 0 | 31.1694 | 0 | 0 | 31.3043 | 0 | 0
947 | 31.834 | 32.6001 | 31.3323 | 31.73 | 31.3998 | 31.783 | 32.6025 | 32.0356 | 31.5887 | 32.219 | 32.2171 | 0 | 0 | 31.6376 | 0 | 0 | 32.1114 | 0 | 0 | 31.7792 | 0 | 0 | 31.7799 | 0 | 0 | 31.9262 | 0 | 0 | 31.9147 | 0 | 0 | 31.9212 | 0 | 0 | 31.9125 | 0 | 0 | 31.3998 | 0 | 0
948 | 31.6162 | 31.7872 | 32.5434 | 30.0108 | 32.5762 | 30.995 | 31.1822 | 31.6457 | 31.0824 | 31.548 | 31.7017 | 0 | 0 | 31.194 | 0 | 0 | 31.3646 | 0 | 0 | 31.7068 | 0 | 0 | 31.5881 | 0 | 0 | 31.5344 | 0 | 0 | 31.5446 | 0 | 0 | 31.4857 | 0 | 0 | 31.4987 | 0 | 0 | 32.5762 | 0 | 1
949 | 31.7722 | 30.9737 | 32.7925 | 31.8176 | 31.1042 | 31.1645 | 31.2073 | 31.6184 | 31.4449 | 33.109 | 31.373 | 0 | 0 | 31.3621 | 0 | 0 | 31.8449 | 0 | 0 | 31.6921 | 0 | 0 | 31.6041 | 0 | 0 | 31.5255 | 0 | 0 | 31.5563 | 0 | 0 | 31.6925 | 0 | 0 | 31.7004 | 0 | 0 | 31.1042 | 0 | 0
950 | 32.3959 | 30.3663 | 31.1245 | 29.5778 | 32.0957 | 31.7913 | 32.034 | 30.7389 | 31.7698 | 30.5716 | 31.3811 | 0 | 0 | 31.1549 | 0 | 0 | 31.2786 | 0 | 0 | 31.112 | 0 | 0 | 31.2253 | 0 | 0 | 31.1041 | 0 | 0 | 31.2656 | 0 | 0 | 31.1189 | 0 | 0 | 31.2466 | 0 | 0 | 32.0957 | 0 | 0
951 | 31.3747 | 30.5719 | 30.4587 | 32.4798 | 30.5642 | 31.1732 | 30.8219 | 32.0275 | 31.443 | 33.1633 | 30.9733 | 0 | 0 | 31.4058 | 0 | 0 | 31.8639 | 0 | 0 | 31.0899 | 0 | 0 | 31.1038 | 0 | 0 | 31.1568 | 0 | 0 | 31.184 | 0 | 0 | 31.4115 | 0 | 0 | 31.4078 | 0 | 0 | 30.5642 | 1 | 0
952 | 31.0966 | 32.9407 | 30.3621 | 31.3561 | 31.3941 | 31.3266 | 30.2997 | 30.8482 | 31.3951 | 32.1764 | 32.0186 | 0 | 0 | 31.3589 | 0 | 0 | 31.1799 | 0 | 0 | 31.4299 | 0 | 0 | 31.4127 | 0 | 0 | 31.2182 | 0 | 0 | 31.203 | 0 | 0 | 31.3443 | 0 | 0 | 31.3196 | 0 | 0 | 31.3941 | 0 | 0
953 | 31.8322 | 31.8225 | 31.058 | 31.4824 | 31.2406 | 32.3468 | 30.5916 | 31.8675 | 32.882 | 32.2427 | 31.8274 | 0 | 0 | 31.6899 | 0 | 0 | 31.896 | 0 | 0 | 31.4871 | 0 | 0 | 31.6304 | 0 | 0 | 31.4871 | 0 | 0 | 31.5302 | 0 | 0 | 31.726 | 0 | 0 | 31.7366 | 0 | 0 | 31.2406 | 0 | 0
954 | 31.5877 | 31.7421 | 30.1119 | 32.0242 | 32.3694 | 31.1309 | 31.0459 | 30.5485 | 32.7105 | 31.4041 | 31.6649 | 0 | 0 | 31.8415 | 0 | 0 | 31.4273 | 0 | 0 | 31.5671 | 0 | 0 | 31.4944 | 0 | 0 | 31.2819 | 0 | 0 | 31.3201 | 0 | 0 | 31.4542 | 0 | 0 | 31.4675 | 0 | 0 | 32.3694 | 0 | 0
955 | 31.3103 | 31.9673 | 31.9617 | 30.8879 | 31.4878 | 32.1776 | 31.196 | 31.3215 | 30.922 | 31.2323 | 31.6388 | 0 | 0 | 31.5178 | 0 | 0 | 31.168 | 0 | 0 | 31.523 | 0 | 0 | 31.6321 | 0 | 0 | 31.5714 | 0 | 0 | 31.5388 | 0 | 0 | 31.4616 | 0 | 0 | 31.4465 | 0 | 0 | 31.4878 | 0 | 0
956 | 31.9485 | 32.5234 | 32.0123 | 32.5068 | 31.6681 | 31.1964 | 29.6954 | 32.6257 | 30.5508 | 32.0333 | 32.236 | 0 | 0 | 31.7904 | 0 | 0 | 31.2263 | 0 | 0 | 32.1318 | 0 | 0 | 31.9759 | 0 | 0 | 31.7469 | 0 | 0 | 31.7721 | 0 | 0 | 31.6458 | 0 | 0 | 31.6761 | 0 | 0 | 31.6681 | 0 | 0
957 | 32.7555 | 31.7066 | 31.3394 | 31.6602 | 30.9309 | 31.1177 | 31.7058 | 30.9356 | 31.5399 | 33.1956 | 32.2311 | 0 | 0 | 31.2363 | 0 | 0 | 31.8442 | 0 | 0 | 31.6785 | 0 | 0 | 31.585 | 0 | 0 | 31.3423 | 0 | 0 | 31.519 | 0 | 0 | 31.5702 | 0 | 0 | 31.6887 | 0 | 0 | 30.9309 | 0 | 0
958 | 30.7173 | 32.0775 | 32.1012 | 31.1395 | 31.6456 | 30.5893 | 31.5725 | 31.0692 | 31.0844 | 31.7252 | 31.3974 | 0 | 0 | 31.1248 | 0 | 0 | 31.3628 | 0 | 0 | 31.5362 | 0 | 0 | 31.3784 | 0 | 0 | 31.4564 | 0 | 0 | 31.364 | 0 | 0 | 31.4449 | 0 | 0 | 31.3722 | 0 | 0 | 31.6456 | 0 | 0
959 | 32.4114 | 33.2011 | 30.9906 | 31.3863 | 30.9537 | 29.4944 | 31.6045 | 28.6222 | 31.8654 | 32.7325 | 32.8063 | 0 | 1 | 30.6115 | 1 | 0 | 31.2061 | 0 | 0 | 31.7886 | 0 | 0 | 31.4063 | 0 | 0 | 30.8933 | 0 | 0 | 31.083 | 0 | 0 | 31.2056 | 0 | 0 | 31.3262 | 0 | 0 | 30.9537 | 0 | 0
960 | 30.9945 | 32.4102 | 31.567 | 32.5447 | 31.6572 | 31.5092 | 30.9475 | 30.1028 | 31.8179 | 32.0762 | 31.7024 | 0 | 0 | 31.9037 | 0 | 0 | 31.2361 | 0 | 0 | 31.8347 | 0 | 0 | 31.7805 | 0 | 0 | 31.5341 | 0 | 0 | 31.4666 | 0 | 0 | 31.6259 | 0 | 0 | 31.5627 | 0 | 0 | 31.6572 | 0 | 0
961 | 31.9096 | 31.9775 | 30.75 | 30.708 | 33.0556 | 31.0874 | 31.244 | 31.2007 | 32.26 | 30.8151 | 31.9436 | 0 | 0 | 31.617 | 0 | 0 | 31.3799 | 0 | 0 | 31.6802 | 0 | 0 | 31.5814 | 0 | 0 | 31.4319 | 0 | 0 | 31.4916 | 0 | 0 | 31.4554 | 0 | 0 | 31.5008 | 0 | 0 | 33.0556 | 0 | 1
962 | 30.3911 | 30.7299 | 31.6017 | 30.201 | 31.6667 | 31.5641 | 31.8086 | 31.9156 | 31.7246 | 31.1219 | 30.5605 | 1 | 0 | 31.1439 | 0 | 0 | 31.6427 | 0 | 0 | 30.9181 | 0 | 0 | 31.0258 | 0 | 0 | 31.3554 | 0 | 0 | 31.2348 | 0 | 0 | 31.3704 | 0 | 0 | 31.2725 | 0 | 0 | 31.6667 | 0 | 0
963 | 30.1187 | 31.8293 | 29.0871 | 32.1857 | 32.1174 | 31.887 | 32.3273 | 31.1872 | 30.7841 | 33.0285 | 30.974 | 0 | 0 | 32.0634 | 0 | 0 | 31.8318 | 0 | 0 | 31.0677 | 0 | 0 | 31.2042 | 0 | 0 | 31.5173 | 0 | 0 | 31.3425 | 0 | 0 | 31.6037 | 0 | 0 | 31.4552 | 0 | 0 | 32.1174 | 0 | 0
964 | 32.5406 | 31.3332 | 30.9788 | 32.3558 | 32.9709 | 31.6642 | 31.3815 | 31.2062 | 31.9126 | 32.0517 | 31.9369 | 0 | 0 | 32.3303 | 0 | 0 | 31.638 | 0 | 0 | 32.0358 | 0 | 0 | 31.9739 | 0 | 0 | 31.6987 | 0 | 0 | 31.8039 | 0 | 0 | 31.7617 | 0 | 0 | 31.8395 | 0 | 0 | 32.9709 | 0 | 1
965 | 32.0453 | 31.3063 | 31.4302 | 31.2385 | 31.9897 | 29.5753 | 31.3319 | 31.7296 | 31.8204 | 31.4465 | 31.6758 | 0 | 0 | 30.9345 | 0 | 0 | 31.5821 | 0 | 0 | 31.602 | 0 | 0 | 31.2642 | 0 | 0 | 31.2288 | 0 | 0 | 31.3309 | 0 | 0 | 31.3187 | 0 | 0 | 31.3914 | 0 | 0 | 31.9897 | 0 | 0
966 | 31.7215 | 32.3242 | 31.6723 | 30.7635 | 32.1353 | 29.8563 | 30.4852 | 31.5397 | 30.7941 | 32.3318 | 32.0228 | 0 | 0 | 30.9184 | 0 | 0 | 31.2877 | 0 | 0 | 31.7234 | 0 | 0 | 31.4122 | 0 | 0 | 31.2538 | 0 | 0 | 31.3123 | 0 | 0 | 31.3225 | 0 | 0 | 31.3624 | 0 | 0 | 32.1353 | 0 | 0
967 | 32.9795 | 31.76 | 31.1873 | 31.4366 | 30.2067 | 31.3061 | 32.1206 | 31.0798 | 32.0325 | 30.3405 | 32.3697 | 0 | 0 | 30.9832 | 0 | 0 | 31.3934 | 0 | 0 | 31.514 | 0 | 0 | 31.4794 | 0 | 0 | 31.2996 | 0 | 0 | 31.5096 | 0 | 0 | 31.2745 | 0 | 0 | 31.445 | 0 | 0 | 30.2067 | 1 | 0
968 | 32.0018 | 30.689 | 31.3911 | 32.0978 | 31.5345 | 30.2759 | 31.7909 | 32.1297 | 30.85 | 32.2398 | 31.3454 | 0 | 0 | 31.3027 | 0 | 0 | 31.7526 | 0 | 0 | 31.5428 | 0 | 0 | 31.3317 | 0 | 0 | 31.4156 | 0 | 0 | 31.4888 | 0 | 0 | 31.4443 | 0 | 0 | 31.5 | 0 | 0 | 31.5345 | 0 | 0
969 | 31.7659 | 31.7059 | 31.528 | 29.9491 | 30.132 | 31.6484 | 32.2591 | 32.103 | 31.958 | 31.9253 | 31.7359 | 0 | 0 | 30.5765 | 1 | 0 | 32.0613 | 0 | 0 | 31.0162 | 0 | 0 | 31.1216 | 0 | 0 | 31.3322 | 0 | 0 | 31.3864 | 0 | 0 | 31.4676 | 0 | 0 | 31.4975 | 0 | 0 | 30.132 | 1 | 0
970 | 31.643 | 31.9601 | 30.57 | 30.4874 | 31.0279 | 32.5295 | 30.0243 | 30.1041 | 31.0054 | 32.4695 | 31.8016 | 0 | 0 | 31.3483 | 0 | 0 | 30.9008 | 0 | 0 | 31.1377 | 0 | 0 | 31.3697 | 0 | 0 | 30.9576 | 0 | 0 | 31.0433 | 0 | 0 | 31.1309 | 0 | 0 | 31.1821 | 0 | 0 | 31.0279 | 0 | 0
971 | 31.2038 | 30.9414 | 31.0582 | 31.5675 | 31.0551 | 32.5427 | 31.805 | 31.7428 | 31.4733 | 31.9731 | 31.0726 | 0 | 0 | 31.7218 | 0 | 0 | 31.7486 | 0 | 0 | 31.1652 | 0 | 0 | 31.3948 | 0 | 0 | 31.5304 | 0 | 0 | 31.4896 | 0 | 0 | 31.5732 | 0 | 0 | 31.5363 | 0 | 0 | 31.0551 | 0 | 0
972 | 31.907 | 30.1211 | 30.9156 | 31.9527 | 33.5498 | 32.5017 | 32.4309 | 31.6953 | 30.8558 | 31.8742 | 31.0141 | 0 | 0 | 32.6681 | 0 | 1 | 31.714 | 0 | 0 | 31.6892 | 0 | 0 | 31.8246 | 0 | 0 | 31.881 | 0 | 0 | 31.8843 | 0 | 0 | 31.7663 | 0 | 0 | 31.7804 | 0 | 0 | 33.5498 | 0 | 1
973 | 31.7737 | 30.6307 | 31.4193 | 31.1307 | 31.0272 | 32.6422 | 31.414 | 32.3861 | 30.2187 | 32.1819 | 31.2022 | 0 | 0 | 31.6001 | 0 | 0 | 31.5502 | 0 | 0 | 31.1963 | 0 | 0 | 31.4373 | 0 | 0 | 31.5215 | 0 | 0 | 31.553 | 0 | 0 | 31.4501 | 0 | 0 | 31.4825 | 0 | 0 | 31.0272 | 0 | 0
974 | 30.7822 | 31.3304 | 30.0922 | 30.6292 | 30.8374 | 30.8859 | 30.7267 | 31.1029 | 31.5521 | 32.1331 | 31.0563 | 0 | 0 | 30.7842 | 0 | 0 | 31.3787 | 0 | 0 | 30.7343 | 0 | 0 | 30.7595 | 0 | 0 | 30.8007 | 0 | 0 | 30.7984 | 0 | 0 | 31.0322 | 0 | 0 | 31.0072 | 0 | 0 | 30.8374 | 0 | 0
975 | 32.0848 | 31.8846 | 32.3912 | 32.3336 | 30.4805 | 32.892 | 29.7022 | 30.3345 | 31.2118 | 31.1197 | 31.9847 | 0 | 0 | 31.902 | 0 | 0 | 30.592 | 1 | 0 | 31.835 | 0 | 0 | 32.0111 | 0 | 0 | 31.4312 | 0 | 0 | 31.5129 | 0 | 0 | 31.3722 | 0 | 0 | 31.4435 | 0 | 0 | 30.4805 | 1 | 0
976 | 32.3327 | 31.575 | 32.6679 | 31.5905 | 31.8251 | 31.0081 | 32.3143 | 31.9839 | 32.0545 | 31.5949 | 31.9539 | 0 | 0 | 31.4745 | 0 | 0 | 31.9869 | 0 | 0 | 31.9982 | 0 | 0 | 31.8332 | 0 | 0 | 31.8521 | 0 | 0 | 31.9122 | 0 | 0 | 31.846 | 0 | 0 | 31.8947 | 0 | 0 | 31.8251 | 0 | 0
977 | 31.2321 | 31.1059 | 32.159 | 30.671 | 32.0575 | 31.5535 | 32.7348 | 31.1572 | 31.5696 | 31.2427 | 31.169 | 0 | 0 | 31.4273 | 0 | 0 | 31.6761 | 0 | 0 | 31.4451 | 0 | 0 | 31.4632 | 0 | 0 | 31.6341 | 0 | 0 | 31.5839 | 0 | 0 | 31.5835 | 0 | 0 | 31.5483 | 0 | 0 | 32.0575 | 0 | 0
978 | 31.4688 | 31.4608 | 29.7006 | 32.3333 | 31.4776 | 32.035 | 33.1268 | 30.615 | 32.5119 | 31.8376 | 31.4648 | 0 | 0 | 31.9487 | 0 | 0 | 32.0228 | 0 | 0 | 31.2882 | 0 | 0 | 31.4127 | 0 | 0 | 31.5356 | 0 | 0 | 31.5273 | 0 | 0 | 31.6776 | 0 | 0 | 31.6568 | 0 | 0 | 31.4776 | 0 | 0
979 | 30.4471 | 32.1131 | 31.7947 | 32.0324 | 30.0942 | 29.7995 | 32.1454 | 31.2922 | 31.7065 | 31.1885 | 31.2801 | 0 | 0 | 30.642 | 0 | 0 | 31.5832 | 0 | 0 | 31.2963 | 0 | 0 | 31.0468 | 0 | 0 | 31.3245 | 0 | 0 | 31.2148 | 0 | 0 | 31.3518 | 0 | 0 | 31.2614 | 0 | 0 | 30.0942 | 1 | 0
980 | 31.7528 | 31.8663 | 30.5199 | 31.882 | 30.8309 | 32.1897 | 32.0149 | 31.5657 | 32.3548 | 31.8646 | 31.8095 | 0 | 0 | 31.6342 | 0 | 0 | 31.95 | 0 | 0 | 31.3704 | 0 | 0 | 31.5069 | 0 | 0 | 31.5528 | 0 | 0 | 31.5778 | 0 | 0 | 31.6765 | 0 | 0 | 31.6842 | 0 | 0 | 30.8309 | 0 | 0
981 | 31.8602 | 31.1236 | 32.5361 | 31.5514 | 30.1554 | 30.9717 | 31.0869 | 32.5801 | 30.7152 | 32.003 | 31.4919 | 0 | 0 | 30.8928 | 0 | 0 | 31.5963 | 0 | 0 | 31.4453 | 0 | 0 | 31.3664 | 0 | 0 | 31.4293 | 0 | 0 | 31.4832 | 0 | 0 | 31.4137 | 0 | 0 | 31.4584 | 0 | 0 | 30.1554 | 1 | 0
982 | 31.3016 | 32.9982 | 32.1224 | 32.3418 | 30.7789 | 31.1163 | 31.2745 | 31.056 | 31.0853 | 32.306 | 32.1499 | 0 | 0 | 31.4123 | 0 | 0 | 31.4305 | 0 | 0 | 31.9086 | 0 | 0 | 31.7765 | 0 | 0 | 31.6697 | 0 | 0 | 31.6237 | 0 | 0 | 31.6755 | 0 | 0 | 31.6381 | 0 | 0 | 30.7789 | 0 | 0
983 | 31.3419 | 30.623 | 30.6481 | 31.2336 | 30.6602 | 32.3743 | 31.139 | 31.2073 | 32.1594 | 30.9101 | 30.9825 | 0 | 0 | 31.4227 | 0 | 0 | 31.3539 | 0 | 0 | 30.9014 | 0 | 0 | 31.1469 | 0 | 0 | 31.1265 | 0 | 0 | 31.1534 | 0 | 0 | 31.2172 | 0 | 0 | 31.2297 | 0 | 0 | 30.6602 | 0 | 0
984 | 30.4748 | 31.9314 | 31.667 | 32.0884 | 31.9919 | 32.4647 | 30.5694 | 30.5517 | 31.9022 | 31.4044 | 31.2031 | 0 | 0 | 32.1816 | 0 | 0 | 31.1069 | 0 | 0 | 31.6307 | 0 | 0 | 31.7697 | 0 | 0 | 31.6092 | 0 | 0 | 31.4674 | 0 | 0 | 31.619 | 0 | 0 | 31.5046 | 0 | 0 | 31.9919 | 0 | 0
985 | 31.7798 | 30.3647 | 32.3081 | 31.1656 | 31.202 | 32.3862 | 31.2954 | 33.1081 | 31.9964 | 31.8255 | 31.0723 | 0 | 0 | 31.5846 | 0 | 0 | 32.0563 | 0 | 0 | 31.364 | 0 | 0 | 31.5344 | 0 | 0 | 31.69 | 0 | 0 | 31.7012 | 0 | 0 | 31.7391 | 0 | 0 | 31.7432 | 0 | 0 | 31.202 | 0 | 0
986 | 32.016 | 31.7682 | 31.3346 | 31.0809 | 32.6156 | 31.5839 | 30.9028 | 31.2883 | 31.9408 | 30.8737 | 31.8921 | 0 | 0 | 31.7601 | 0 | 0 | 31.2514 | 0 | 0 | 31.7631 | 0 | 0 | 31.7332 | 0 | 0 | 31.5106 | 0 | 0 | 31.5738 | 0 | 0 | 31.4876 | 0 | 0 | 31.5405 | 0 | 0 | 32.6156 | 0 | 1
987 | 31.0507 | 31.5205 | 31.6629 | 31.5456 | 31.1167 | 32.1476 | 30.9599 | 32.1561 | 30.3877 | 31.0867 | 31.2856 | 0 | 0 | 31.6033 | 0 | 0 | 31.1476 | 0 | 0 | 31.3793 | 0 | 0 | 31.5073 | 0 | 0 | 31.587 | 0 | 0 | 31.52 | 0 | 0 | 31.3982 | 0 | 0 | 31.3634 | 0 | 0 | 31.1167 | 0 | 0
988 | 31.5407 | 31.1988 | 32.7419 | 31.5007 | 31.5038 | 32.1762 | 30.9149 | 31.7502 | 30.2508 | 30.4203 | 31.3697 | 0 | 0 | 31.7269 | 0 | 0 | 30.8341 | 0 | 0 | 31.6972 | 0 | 0 | 31.777 | 0 | 0 | 31.6838 | 0 | 0 | 31.6659 | 0 | 0 | 31.3842 | 0 | 0 | 31.3998 | 0 | 0 | 31.5038 | 0 | 0
989 | 31.7428 | 31.8313 | 31.3824 | 31.6689 | 31.6698 | 30.7284 | 32.5043 | 30.8382 | 32.6392 | 31.7031 | 31.7871 | 0 | 0 | 31.3557 | 0 | 0 | 31.9212 | 0 | 0 | 31.6591 | 0 | 0 | 31.504 | 0 | 0 | 31.5176 | 0 | 0 | 31.5458 | 0 | 0 | 31.6629 | 0 | 0 | 31.6709 | 0 | 0 | 31.6698 | 0 | 0
990 | 30.4165 | 31.4547 | 30.6488 | 31.8909 | 31.6144 | 31.8805 | 31.8879 | 32.0534 | 32.3696 | 31.6415 | 30.9356 | 0 | 0 | 31.7953 | 0 | 0 | 31.9881 | 0 | 0 | 31.2051 | 0 | 0 | 31.3176 | 0 | 0 | 31.6329 | 0 | 0 | 31.4809 | 0 | 0 | 31.7157 | 0 | 0 | 31.5858 | 0 | 0 | 31.6144 | 0 | 0
991 | 30.1555 | 32.3257 | 31.1962 | 32.3998 | 31.4686 | 32.7062 | 31.8559 | 31.2467 | 31.271 | 31.0007 | 31.2406 | 0 | 0 | 32.1916 | 0 | 0 | 31.3436 | 0 | 0 | 31.5092 | 0 | 0 | 31.7087 | 0 | 0 | 31.8856 | 0 | 0 | 31.6693 | 0 | 0 | 31.719 | 0 | 0 | 31.5626 | 0 | 0 | 31.4686 | 0 | 0
992 | 32.1527 | 32.6141 | 31.7313 | 31.4684 | 32.3565 | 31.2579 | 31.506 | 31.1063 | 32.1723 | 32.1826 | 32.3834 | 0 | 0 | 31.6943 | 0 | 0 | 31.7418 | 0 | 0 | 32.0646 | 0 | 0 | 31.9301 | 0 | 0 | 31.7201 | 0 | 0 | 31.7741 | 0 | 0 | 31.8217 | 0 | 0 | 31.8548 | 0 | 0 | 32.3565 | 0 | 0
993 | 32.2994 | 32.4545 | 31.769 | 31.2292 | 31.1252 | 31.5185 | 31.6499 | 30.194 | 32.6456 | 31.0724 | 32.377 | 0 | 0 | 31.291 | 0 | 0 | 31.3905 | 0 | 0 | 31.7755 | 0 | 0 | 31.7326 | 0 | 0 | 31.4201 | 0 | 0 | 31.53 | 0 | 0 | 31.5176 | 0 | 0 | 31.5958 | 0 | 0 | 31.1252 | 0 | 0
994 | 31.8199 | 31.2291 | 30.3541 | 30.3973 | 31.5234 | 31.768 | 32.1999 | 31.4865 | 31.5182 | 32.0578 | 31.5245 | 0 | 0 | 31.2296 | 0 | 0 | 31.8156 | 0 | 0 | 31.0648 | 0 | 0 | 31.182 | 0 | 0 | 31.2798 | 0 | 0 | 31.3473 | 0 | 0 | 31.3927 | 0 | 0 | 31.4354 | 0 | 0 | 31.5234 | 0 | 0
995 | 30.9046 | 30.7078 | 31.5799 | 31.9706 | 31.311 | 31.7603 | 31.9544 | 31.1701 | 30.5638 | 31.0781 | 30.8062 | 0 | 0 | 31.6806 | 0 | 0 | 31.1916 | 0 | 0 | 31.2948 | 0 | 0 | 31.3724 | 0 | 0 | 31.4934 | 0 | 0 | 31.4198 | 0 | 0 | 31.344 | 0 | 0 | 31.3001 | 0 | 0 | 31.311 | 0 | 0
996 | 31.5225 | 31.6645 | 31.9354 | 31.5315 | 32.5869 | 31.4391 | 31.5287 | 31.2594 | 31.2628 | 31.8925 | 31.5935 | 0 | 0 | 31.8525 | 0 | 0 | 31.4858 | 0 | 0 | 31.8482 | 0 | 0 | 31.78 | 0 | 0 | 31.7065 | 0 | 0 | 31.6835 | 0 | 0 | 31.6779 | 0 | 0 | 31.6623 | 0 | 0 | 32.5869 | 0 | 1
997 | 31.633 | 31.7567 | 31.7986 | 31.9715 | 33.0481 | 30.1957 | 30.6818 | 30.7287 | 32.3304 | 32.5736 | 31.6949 | 0 | 0 | 31.7385 | 0 | 0 | 31.5786 | 0 | 0 | 32.0416 | 0 | 0 | 31.734 | 0 | 0 | 31.4544 | 0 | 0 | 31.4768 | 0 | 0 | 31.6761 | 0 | 0 | 31.6718 | 0 | 0 | 33.0481 | 0 | 1
998 | 31.493 | 29.5083 | 32.002 | 31.245 | 31.0316 | 31.1365 | 31.9822 | 31.2373 | 31.6222 | 31.0459 | 30.5006 | 1 | 0 | 31.1377 | 0 | 0 | 31.4719 | 0 | 0 | 31.056 | 0 | 0 | 31.0694 | 0 | 0 | 31.1633 | 0 | 0 | 31.2045 | 0 | 0 | 31.2012 | 0 | 0 | 31.2304 | 0 | 0 | 31.0316 | 0 | 0
999 | 30.5383 | 31.5993 | 31.2593 | 33.9326 | 31.1645 | 32.2165 | 31.2839 | 30.9299 | 32.2026 | 32.1319 | 31.0688 | 0 | 0 | 32.4379 | 0 | 0 | 31.6371 | 0 | 0 | 31.6988 | 0 | 0 | 31.7851 | 0 | 0 | 31.7694 | 0 | 0 | 31.6155 | 0 | 0 | 31.8578 | 0 | 0 | 31.7259 | 0 | 0 | 31.1645 | 0 | 0
1000 | 31.5953 | 31.4201 | 32.4736 | 32.9448 | 31.4937 | 30.6663 | 31.0821 | 32.6048 | 31.6285 | 31.0843 | 31.5077 | 0 | 0 | 31.7016 | 0 | 0 | 31.5999 | 0 | 0 | 31.9855 | 0 | 0 | 31.7656 | 0 | 0 | 31.8122 | 0 | 0 | 31.7851 | 0 | 0 | 31.7109 | 0 | 0 | 31.6993 | 0 | 0 | 31.4937 | 0 | 0
| 2 Samples AVG2: 31.573 |  |  | 31.5808 |  |  | 31.5677 |  |  | 31.5745 |  |  | 31.5748 |  |  | 31.5754 |  |  | 31.5755 |  |  | 31.5715 |  |  | 31.572 |  |  | 31.6038 |  |  | 31.6038
| 2 Samples AVG2: 0.72 |  |  | 0.72 |  |  | 0.72 |  |  | 0.72 |  |  | 0.72 |  |  | 0.72 |  |  | 0.72 |  |  | 0.72 |  |  | 0.72 |  |  | 0.72
| 2 Samples AVG2: 2 |  |  | 3 |  |  | 4 |  |  | 5 |  |  | 6 |  |  | 7 |  |  | 8 |  |  | 9 |  |  | 10 |  |  | 1
| 2 Samples AVG2: 0.50912 |  |  | 0.41569 |  |  | 0.36 |  |  | 0.32199 |  |  | 0.29394 |  |  | 0.27213 |  |  | 0.25456 |  |  | 0.24 |  |  | 0.22768 |  |  | 0.72

## Confidence Intervals 0.05
|  |  | Significance Level = | 0.05
Sample Size
SD | 1 | 2 | 3 | 4 | 5 | 6 | 7 | 8 | 9 | 10
20 | 78.3986 | 55.4362 | 45.2634 | 39.1993 | 35.0609 | 32.0061 | 29.6319 | 27.7181 | 26.1329 | 24.7918
15 | 58.7989 | 41.5771 | 33.9476 | 29.3995 | 26.2957 | 24.0046 | 22.2239 | 20.7886 | 19.5996 | 18.5939
10 | 39.1993 | 27.7181 | 22.6317 | 19.5996 | 17.5305 | 16.003 | 14.8159 | 13.859 | 13.0664 | 12.3959
7 | 27.4395 | 19.4027 | 15.8422 | 13.7197 | 12.2713 | 11.2021 | 10.3712 | 9.7013 | 9.1465 | 8.6771
5 | 19.5996 | 13.859 | 11.3159 | 9.7998 | 8.7652 | 8.0015 | 7.408 | 6.9295 | 6.5332 | 6.198
4 | 15.6797 | 11.0872 | 9.0527 | 7.8399 | 7.0122 | 6.4012 | 5.9264 | 5.5436 | 5.2266 | 4.9584
3 | 11.7598 | 8.3154 | 6.7895 | 5.8799 | 5.2591 | 4.8009 | 4.4448 | 4.1577 | 3.9199 | 3.7188
2.5 | 9.7998 | 6.9295 | 5.6579 | 4.8999 | 4.3826 | 4.0008 | 3.704 | 3.4648 | 3.2666 | 3.099
2 | 7.8399 | 5.5436 | 4.5263 | 3.9199 | 3.5061 | 3.2006 | 2.9632 | 2.7718 | 2.6133 | 2.4792
1.5 | 5.8799 | 4.1577 | 3.3948 | 2.9399 | 2.6296 | 2.4005 | 2.2224 | 2.0789 | 1.96 | 1.8594
1.3 | 5.0959 | 3.6033 | 2.9421 | 2.548 | 2.279 | 2.0804 | 1.9261 | 1.8017 | 1.6986 | 1.6115
1.1 | 4.3119 | 3.049 | 2.4895 | 2.156 | 1.9283 | 1.7603 | 1.6298 | 1.5245 | 1.4373 | 1.3635
1 | 3.9199 | 2.7718 | 2.2632 | 1.96 | 1.753 | 1.6003 | 1.4816 | 1.3859 | 1.3066 | 1.2396
0.8 | 3.1359 | 2.2174 | 1.8105 | 1.568 | 1.4024 | 1.2802 | 1.1853 | 1.1087 | 1.0453 | 0.99167
0.7 | 2.7439 | 1.9403 | 1.5842 | 1.372 | 1.2271 | 1.1202 | 1.0371 | 0.97013 | 0.91465 | 0.86771
0.6 | 2.352 | 1.6631 | 1.3579 | 1.176 | 1.0518 | 0.96018 | 0.88896 | 0.83154 | 0.78399 | 0.74375
0.5 | 1.96 | 1.3859 | 1.1316 | 0.97998 | 0.87652 | 0.80015 | 0.7408 | 0.69295 | 0.65332 | 0.6198
0.4 | 1.568 | 1.1087 | 0.90527 | 0.78399 | 0.70122 | 0.64012 | 0.59264 | 0.55436 | 0.52266 | 0.49584
0.3 | 1.176 | 0.83154 | 0.67895 | 0.58799 | 0.52591 | 0.48009 | 0.44448 | 0.41577 | 0.39199 | 0.37188
0.2 | 0.78399 | 0.55436 | 0.45263 | 0.39199 | 0.35061 | 0.32006 | 0.29632 | 0.27718 | 0.26133 | 0.24792
0.1 | 0.39199 | 0.27718 | 0.22632 | 0.196 | 0.1753 | 0.16003 | 0.14816 | 0.13859 | 0.13066 | 0.12396

## Confidence Intervals 0.10
|  |  | Significance Level = | 0.1
Sample Size
SD | 1 | 2 | 3 | 4 | 5 | 6 | 7 | 8 | 9 | 10
20 | 65.7941 | 46.5235 | 37.9863 | 32.8971 | 29.424 | 26.8603 | 24.8678 | 23.2617 | 21.9314 | 20.8059
15 | 49.3456 | 34.8926 | 28.4897 | 24.6728 | 22.068 | 20.1453 | 18.6509 | 17.4463 | 16.4485 | 15.6045
10 | 32.8971 | 23.2617 | 18.9931 | 16.4485 | 14.712 | 13.4302 | 12.4339 | 11.6309 | 10.9657 | 10.403
7 | 23.028 | 16.2832 | 13.2952 | 11.514 | 10.2984 | 9.4011 | 8.7037 | 8.1416 | 7.676 | 7.2821
5 | 16.4485 | 11.6309 | 9.4966 | 8.2243 | 7.356 | 6.7151 | 6.217 | 5.8154 | 5.4828 | 5.2015
4 | 13.1588 | 9.3047 | 7.5973 | 6.5794 | 5.8848 | 5.3721 | 4.9736 | 4.6523 | 4.3863 | 4.1612
3 | 9.8691 | 6.9785 | 5.6979 | 4.9346 | 4.4136 | 4.0291 | 3.7302 | 3.4893 | 3.2897 | 3.1209
2.5 | 8.2243 | 5.8154 | 4.7483 | 4.1121 | 3.678 | 3.3575 | 3.1085 | 2.9077 | 2.7414 | 2.6007
2 | 6.5794 | 4.6523 | 3.7986 | 3.2897 | 2.9424 | 2.686 | 2.4868 | 2.3262 | 2.1931 | 2.0806
1.5 | 4.9346 | 3.4893 | 2.849 | 2.4673 | 2.2068 | 2.0145 | 1.8651 | 1.7446 | 1.6449 | 1.5604
1.3 | 4.2766 | 3.024 | 2.4691 | 2.1383 | 1.9126 | 1.7459 | 1.6164 | 1.512 | 1.4255 | 1.3524
1.1 | 3.6187 | 2.5588 | 2.0892 | 1.8093 | 1.6183 | 1.4773 | 1.3677 | 1.2794 | 1.2062 | 1.1443
1 | 3.2897 | 2.3262 | 1.8993 | 1.6449 | 1.4712 | 1.343 | 1.2434 | 1.1631 | 1.0966 | 1.0403
0.8 | 2.6318 | 1.8609 | 1.5195 | 1.3159 | 1.177 | 1.0744 | 0.99471 | 0.93047 | 0.87726 | 0.83224
0.7 | 2.3028 | 1.6283 | 1.3295 | 1.1514 | 1.0298 | 0.94011 | 0.87037 | 0.81416 | 0.7676 | 0.72821
0.6 | 1.9738 | 1.3957 | 1.1396 | 0.98691 | 0.88272 | 0.80581 | 0.74604 | 0.69785 | 0.65794 | 0.62418
0.5 | 1.6449 | 1.1631 | 0.94966 | 0.82243 | 0.7356 | 0.67151 | 0.6217 | 0.58154 | 0.54828 | 0.52015
0.4 | 1.3159 | 0.93047 | 0.75973 | 0.65794 | 0.58848 | 0.53721 | 0.49736 | 0.46523 | 0.43863 | 0.41612
0.3 | 0.98691 | 0.69785 | 0.56979 | 0.49346 | 0.44136 | 0.40291 | 0.37302 | 0.34893 | 0.32897 | 0.31209
0.2 | 0.65794 | 0.46523 | 0.37986 | 0.32897 | 0.29424 | 0.2686 | 0.24868 | 0.23262 | 0.21931 | 0.20806
0.1 | 0.32897 | 0.23262 | 0.18993 | 0.16449 | 0.14712 | 0.1343 | 0.12434 | 0.11631 | 0.10966 | 0.10403

## Confidence Intervals 0.01
|  |  | Significance Level = | 0.01
Sample Size
SD | 1 | 2 | 3 | 4 | 5 | 6 | 7 | 8 | 9 | 10
20 | 103.0332 | 72.8555 | 59.4862 | 51.5166 | 46.0778 | 42.0631 | 38.9429 | 36.4277 | 34.3444 | 32.5819
15 | 77.2749 | 54.6416 | 44.6147 | 38.6374 | 34.5584 | 31.5473 | 29.2072 | 27.3208 | 25.7583 | 24.4365
10 | 51.5166 | 36.4277 | 29.7431 | 25.7583 | 23.0389 | 21.0316 | 19.4714 | 18.2139 | 17.1722 | 16.291
7 | 36.0616 | 25.4994 | 20.8202 | 18.0308 | 16.1272 | 14.7221 | 13.63 | 12.7497 | 12.0205 | 11.4037
5 | 25.7583 | 18.2139 | 14.8716 | 12.8791 | 11.5195 | 10.5158 | 9.7357 | 9.1069 | 8.5861 | 8.1455
4 | 20.6066 | 14.5711 | 11.8972 | 10.3033 | 9.2156 | 8.4126 | 7.7886 | 7.2855 | 6.8689 | 6.5164
3 | 15.455 | 10.9283 | 8.9229 | 7.7275 | 6.9117 | 6.3095 | 5.8414 | 5.4642 | 5.1517 | 4.8873
2.5 | 12.8791 | 9.1069 | 7.4358 | 6.4396 | 5.7597 | 5.2579 | 4.8679 | 4.5535 | 4.293 | 4.0727
2 | 10.3033 | 7.2855 | 5.9486 | 5.1517 | 4.6078 | 4.2063 | 3.8943 | 3.6428 | 3.4344 | 3.2582
1.5 | 7.7275 | 5.4642 | 4.4615 | 3.8637 | 3.4558 | 3.1547 | 2.9207 | 2.7321 | 2.5758 | 2.4436
1.3 | 6.6972 | 4.7356 | 3.8666 | 3.3486 | 2.9951 | 2.7341 | 2.5313 | 2.3678 | 2.2324 | 2.1178
1.1 | 5.6668 | 4.0071 | 3.2717 | 2.8334 | 2.5343 | 2.3135 | 2.1419 | 2.0035 | 1.8889 | 1.792
1 | 5.1517 | 3.6428 | 2.9743 | 2.5758 | 2.3039 | 2.1032 | 1.9471 | 1.8214 | 1.7172 | 1.6291
0.8 | 4.1213 | 2.9142 | 2.3794 | 2.0607 | 1.8431 | 1.6825 | 1.5577 | 1.4571 | 1.3738 | 1.3033
0.7 | 3.6062 | 2.5499 | 2.082 | 1.8031 | 1.6127 | 1.4722 | 1.363 | 1.275 | 1.2021 | 1.1404
0.6 | 3.091 | 2.1857 | 1.7846 | 1.5455 | 1.3823 | 1.2619 | 1.1683 | 1.0928 | 1.0303 | 0.97746
0.5 | 2.5758 | 1.8214 | 1.4872 | 1.2879 | 1.1519 | 1.0516 | 0.97357 | 0.91069 | 0.85861 | 0.81455
0.4 | 2.0607 | 1.4571 | 1.1897 | 1.0303 | 0.92156 | 0.84126 | 0.77886 | 0.72855 | 0.68689 | 0.65164
0.3 | 1.5455 | 1.0928 | 0.89229 | 0.77275 | 0.69117 | 0.63095 | 0.58414 | 0.54642 | 0.51517 | 0.48873
0.2 | 1.0303 | 0.72855 | 0.59486 | 0.51517 | 0.46078 | 0.42063 | 0.38943 | 0.36428 | 0.34344 | 0.32582
0.1 | 0.51517 | 0.36428 | 0.29743 | 0.25758 | 0.23039 | 0.21032 | 0.19471 | 0.18214 | 0.17172 | 0.16291